{"text_format":"1","workbook":"xlsx","n_sheets":4,"sheets":["Description","Calculator","Beslissingboom","Apparaat beschrijven"],"not_rendered":{"charts":0,"images":5,"macros":1,"external_links":0,"defined_names":34,"comments":2,"pivot_tables":0},"unopened":[],"bounds":{"document_bytes":16777216,"sheet_cells":100000,"rows_first":2000,"rows_last":500,"rows_between":2000,"halvings":0,"cell_chars":16384,"cell_head_chars":4096},"cells_cut":0,"cells_raw":0,"read":"whole","date_system":"1900"}

{"sheet":"Description","index":0,"n_rows":24,"n_cols":6,"rows_kept":24,"cut":false,"hidden":true,"merged":[]}
["Romain Leyh"]
[3742232000]
[]
["Het model berekend de kosten van zuivering voor verschillende zuivering apparaten."]
["Het model is gebaseerd op de WaterStroommodel output en een paar extra input"]
[]
["Keuze voor programmen:"]
["Voor de zuivering alleen wordt de goedkoopste optie gehouden"]
["De kosten van onderhoud zijn op stroombasis berekend"]
["Het is mogelijk de wer te versenellen met een instelling stap afhangelijk van de telers gegevens"]
[]
["Notulen"]
["The description of the pollution must be based on comprehensible criteria for the cultivator"]
[]
[]
[]
[]
[]
[]
[]
["Legenda"]
[null,"info teler",null,null,null,"voorwerk van WUR e/o KWR"]
[null,"info uit Waterstromen",null,null,null,"berekende kosten"]
[null,"info van toeleveranciers",null,null,null,"output voor teler"]

{"sheet":"Calculator","index":1,"n_rows":8853,"n_cols":42,"rows_kept":4500,"cut":true,"hidden":false,"merged":[[63,1,63,2],[3,4,3,6],[3,1,3,3],[10,1,10,3],[42,3,42,8],[41,3,41,8],[41,1,41,2],[3,8,6,11],[41,9,41,15],[42,9,42,15],[94,18,94,20],[89,18,89,20],[87,6,87,11],[88,0,88,16],[77,1,77,2],[87,1,87,5],[87,12,87,15],[41,32,41,35],[42,32,42,35],[41,36,41,41],[42,36,42,41],[54,1,54,2],[41,24,41,31],[41,16,41,23],[42,16,42,23],[42,24,42,31],[42,1,42,2]],"bounds":{"rows_first":2000,"rows_last":500,"rows_between":2000,"halvings":0}}
["STAP 1: zuivering lozingswater volgens huidige wet"]
[]
[null,"1. Inputs"]
[null,"Systeem Inputs",null,null,"Financiele inputs",null,null,null,"Als je de inputs verandert, moet je opnieuw de \"Waterstromen importeren\" om de berekening van de buffers te laten maken"]
[null,"Oppervlak","ha",4,"Kosten elektriciteit","€/kWh",7.0000000000000007E-2]
[null,"Rioolbuffer","m3",25,"afschrijvingtermijn ","Jaren",10]
[null,"rioolaansluiting","m3/uur/ha",0.5,"leenrent","% €/€",7]
[]
[]
[]
[null,"voorfilters",null,null,0,1,2,3,4,5,6,7,8,9,10]
[null,0,"Eenheid ","Beschrijving"]
[null,"Optimum","m3/uur/ha",{"$f":"LOOKUP($B$12,$E$11:$O$11,E13:O13)","v":50},50,100]
[null,"filters maat","µm",{"$f":"LOOKUP($B$12,$E$11:$O$11,E14:O14)","v":10},{"$f":"G6","v":10},10]
[null,"Spoelfrequency","keren/uur",{"$f":"LOOKUP($B$12,$E$11:$O$11,E15:O15)","v":1},1,0.5]
[null,"Spoeldebiet","m3/uur",{"$f":"LOOKUP($B$12,$E$11:$O$11,E16:O16)","v":25},25,50]
[null,"Prijs","€",{"$f":"LOOKUP($B$12,$E$11:$O$11,E17:O17)","v":0},0,10000]
[]
[]
[null,"Ontsmetter",null,null,0,1,2,3,4,5,6,7,8,9,10]
[null,0,"Eenheid ","Beschrijving"]
[null,"Optimum","m3/uur/ha",{"$f":"LOOKUP($B$21,$E$20:$O$20,E22:O22)","v":0},{"$f":"J5","v":0},5,0.3,7.5,0.1,6.5,5,0.3,7.5,0.1,6.5]
[null,"Prijs","€/ha",0,0,500,300,750,250,700,500,300,750,250,700]
[null,"Temperatuur","°C",20,20,20,20,20,20,20,20,20,7500,2000,4800]
[null,"Kracht","kW.h/m3/ha",0,{"$f":"J6","v":0},20,20,20,20,20,10,10,10,10,10]
[null,"Producten","€/m3/ha",0,{"$f":"J7","v":0},0.2,0.8,0.25,0.25,0.25,0.8,0.8,0.8,0.8,0.8]
[null,"Onderhoud","€/m3/ha",0,{"$f":"J8","v":0},0.2,0.8,0.25,0.25,0.25,0.2,0.8,0.25,0.25,0.25]
[null,"TOC","mg/l","-","-"]
[null,"Redox","mV/l","-","-"]
[null,"licht remmer","% AR","-","-"]
[null,"bio","nm","-","-"]
[]
[]
[]
[]
[]
[]
[]
[]
[null,"2. Apparaten Beschrijving"]
[null,1,null,1,2,3,4,5,6,7,8,9,10,11,12,13,14,15,16,17,18,19,20,21,22,23,24,25,26,27,28,29,{"$f":"AF41+1","v":30},{"$f":"AG41+1","v":31},32,33,34,35,36,37,38,39]
[null,"Zuivering apparaat",null,"Agrozone",null,null,null,null,null,"Enthoven Techniek ",null,null,null,null,null,null,"HortiMaX",null,null,null,null,null,null,null,"WaterIQ",null,null,null,null,null,null,null,"Priva",null,null,null,"WaterQ"]
[null,"Techniek",null,"ozon",null,null,null,null,null,"H2O2+UV",null,null,null,null,null,null,"H2O2+UV",null,null,null,null,null,null,null,"H2O2+ozon+katalysator",null,null,null,null,null,null,null,"H2O2 + UV",null,null,null,"H2O2 + UV"]
[null,"Footprint installatie","m2",1.2,1.8,2.8,3.2,4,5.5,3.84,3.84,3.84,3.84,4.08,6.08,6.08,1.44,1.44,1.44,1.44,1.44,2.16,2.16,2.16,1.7,2.5,3.6,4.3,6.1,8.9,13.2,21.6,3.25,3.25,4.0599999999999996,4.0599999999999996,2.25,2.25,2.25,2.25,3.15,3.15]
[null,"Capaciteit","m3/uur",0.7,1.2,3,4,6,10,0.53,0.7,1.05,1.4,2.1,2.8,3.5,0.4,0.8,1.2,1.6,2.4,3.2,4.8,6.4,0.48,0.6,1.5,2.5,5,10,20,30,0.75,1.5,2.25,3,"0.75","1.5","2.25",3,"3.75","4.5"]
[null,"Prijs (investering)","€",25995,32455,71089,79134,94204,116564,17900,22500,28750,33750,41250,48750,56250,14250,18500,22750,27000,35500,44000,61000,78000,19500,24500,49500,67500,78500,99000,179000,259000,17000,22500,26000,29500,19725,22725,26725,29725,33725,36725]
[null,"Elektriciteit","kW.h/m3",2.5299999999999998,2,1.88,1.87,1.49,1.41,2.8,2.7,2.6,2.6,2.5,2.4,2.4,3.1,3.1,3.1,3.1,3.1,3.1,3.1,3.1,0.7,0.6,0.5,0.26,0.22,0.15,0.15,0.15,3.6,2.9,2.7,2.6,1.5,1.4,1.3,1.4,1.3,1.4]
[null,"Gebruikskosten (H2O2, zuur, etc.)","€/m3",0,0,0,0,0,0,0.06,0.06,0.06,0.06,0.06,0.06,0.06,0.28999999999999998,0.28999999999999998,0.28999999999999998,0.28999999999999998,0.28999999999999998,0.28999999999999998,0.28999999999999998,0.28999999999999998,0.84,0.84,0.84,0.84,0.84,0.84,0.84,0.84,0.4,0.4,0.4,0.4,0.13,0.13,0.13,0.13,0.13,0.13]
[null,"Onderhoud","€/jaar",1050,1150,2400,2800,3250,4300,1190,1317,1479,1602,1988,2317,2577,200,200,200,200,250,250,250,300,1000,1200,1375,1375,1750,1750,3500,5250,{"$f":"D62*0.15","v":109.20461473655504},{"$f":"D62*0.12","v":87.363691789244029},{"$f":"D62*0.11","v":80.083384140140367},{"$f":"D62*0.1","v":72.803076491036705},1308,1760,2210,2662,3112,3563]
[null,"Zuivering buffer","m3",51,25,25,25,25,25,73,51,25,25,25,25,25,73,51,51,51,51,51,51,51,51,51,51,51,51,51,0,0,51,51,51,51,51,51,51,51,51,51]
[null,"Zuivering buffer","€",4679,3400,3400,3400,3400,3400,5442,4679,3400,3400,3400,3400,3400,5442,4679,4679,4679,4679,4679,4679,4679,4679,4679,4679,4679,4679,4679,0,0,4679,4679,4679,4679,4679,4679,4679,4679,4679,4679]
[null,"Rioolbuffer","m3",0,0,0,0,0,0,0,0,0,0,0,0,0,0,0,0,0,0,0,0,0,0,0,0,0,0,0,0,0,0,0,0,0,0,0,0,0,0,0]
[null,"Rioolbuffer","€",0,0,0,0,0,0,0,0,0,0,0,0,0,0,0,0,0,0,0,0,0,0,0,0,0,0,0,0,0,0,0,0,0,0,0,0,0,0,0]
[null,null,null,null,null,null,null,null,null,null,null,null,null,null,null,null,"* Gebruikskosten inclusief de kosten (0.16) van het periodiek vervangen van de UV-lampen"]
[null,"Buffers"]
[null,"Volume","m3",10,25,51,73,113]
[null,"Prijs","€",1453.5,3400,4679,5442,8880]
[]
[null,"3. Resultaat"]
[null,null,"stromen"]
[null,"Pieklozing","m3/uur",{"$f":"$K$92*$D$5","v":17.086823283170279}]
[null,"Totale lozing","m3",{"$f":"$K$93*$D$5","v":728.030764910367},null,null,null,null,1]
[null,null,"overzicht"]
[null,"Jaarlijkse kosten overzicht",null,"Agrozone","Enthoven Techniek ","HortiMaX","WaterIQ","Priva","WaterQ"]
[null,"Jaar Kosten ",null,"Ozone","H2O2+UV","H2O2+UV","H2O2 + O3 + katalysator","H2O2+UV","H2O2+UV"]
[null,"Capaciteit","m3/uur",{"$f":"IF(D75<=0,\"Maatwerk nodig bij deze leverancier\",VLOOKUP(D$75,$W$89:$AF$129,2,FALSE))","v":0.7},{"$f":"VLOOKUP(E$75,$W$89:$AF$129,2,FALSE)","v":0.53},0.4,0.48,0.75,{"$f":"VLOOKUP(I$75,$W$89:$AF$129,2,FALSE)","v":"0.75"}]
[null,"Opslag","m3",{"$f":"IF(D75<=0,\"\",VLOOKUP(D$75,$W$89:$AF$129,4,FALSE))","v":51},{"$f":"VLOOKUP(E$75,$W$89:$AF$129,4,FALSE)","v":73},73,51,51,{"$f":"VLOOKUP(I$75,$W$89:$AF$129,4,FALSE)","v":51}]
[null,"totale prijs","€",{"$f":"IF(D75<=0,\"\",VLOOKUP(D$75,$W$89:$AF$129,3,FALSE))","v":30674},{"$f":"VLOOKUP(E$75,$W$89:$AF$129,3,FALSE)","v":23342},19692,24179,21679,{"$f":"VLOOKUP(I$75,$W$89:$AF$129,3,FALSE)","v":24404}]
[null,null," jaarlijkse kosten"]
[null,"Afschrijving","€",{"$f":"IF(D75<=0,\"\",VLOOKUP(D$75,$W$89:$AF$129,5,FALSE))","v":3067.4},{"$f":"VLOOKUP(E$75,$W$89:$AF$129,5,FALSE)","v":2334.1999999999998},1969.2,2417.9,2167.9,{"$f":"VLOOKUP(I$75,$W$89:$AF$129,5,FALSE)","v":2440.4}]
[null,"Rente","€",{"$f":"IF(D75<=0,\"\",VLOOKUP(D$75,$W$89:$AF$129,6,FALSE))","v":214.71799999999999},{"$f":"VLOOKUP(E$75,$W$89:$AF$129,6,FALSE)","v":163.39399999999998},137.84399999999999,169.25299999999999,151.75300000000001,{"$f":"VLOOKUP(I$75,$W$89:$AF$129,6,FALSE)","v":170.828}]
[null,"Elektriciteit","€",{"$f":"IF(D75<=0,\"\",VLOOKUP(D$75,$W$89:$AF$129,7,FALSE))","v":128.93424846562601},{"$f":"VLOOKUP(E$75,$W$89:$AF$129,7,FALSE)","v":142.69402992243192},157.98267598554966,35.673507480607981,183.46375275741252,{"$f":"VLOOKUP(I$75,$W$89:$AF$129,7,FALSE)","v":76.443230315588536}]
[null,"Producten","€",{"$f":"IF(D75<=0,\"\",VLOOKUP(D$75,$W$89:$AF$129,8,FALSE))","v":0},{"$f":"VLOOKUP(E$75,$W$89:$AF$129,8,FALSE)","v":43.681845894622015},211.12892182400643,611.54584252470829,291.21230596414682,94.64399943834772]
[null,"Onderhoud","€",{"$f":"IF(D75<=0,\"\",VLOOKUP(D$75,$W$89:$AF$129,9,FALSE))","v":1050},{"$f":"VLOOKUP(E$75,$W$89:$AF$129,9,FALSE)","v":1190},200,1000,109.20461473655504,{"$f":"VLOOKUP(I$75,$W$89:$AF$129,9,FALSE)","v":1308}]
[null,"Totaal","€",{"$f":"MIN(D84:I84)","v":4461.0522484656258},{"$f":"MIN(J84:P84)","v":3873.9698758170534},{"$f":"MIN(Q84:X84)","v":2676.1555978095557},{"$f":"MIN(Y84:AF84)","v":4234.3723500053165},{"$f":"MIN(AG84:AJ84)","v":2903.5336734581142},{"$f":"MIN(AK84:AP84)","v":4090.3152297539364}]
[]
[]
[null,"Jaar Kosten ",null,{"$f":"D41","v":1},2,3,4,5,6,7,8,9,10,11,12,13,14,15,16,17,18,19,20,21,22,23,24,25,26,27,28,29,{"$f":"AG41","v":30},31,32,33,34,35,36,37,38,39]
[null,"Afschrijving","€",{"$f":"IF(AND(OR(D51=\"geen oplossing gevonden\",D53=\"geen oplossing gevonden\"),$I$62=1),\"-\",IF(AND($I$62=0,D45/$D$5<$K$92),\"-\",(D46+D51+D53)/$G$6))","v":3067.4},3585.5,7448.9,8253.4,9760.4,11996.4,2334.1999999999998,2717.9,3215,3715,4465,5215,5965,1969.2,2317.9,2742.9,3167.9,4017.9,4867.8999999999996,6567.9,8267.9,2417.9,2917.9,5417.9,7217.9,8317.9,10367.9,17900,25900,2167.9,{"$f":"IF(AND(OR(AH51=\"geen oplossing gevonden\",AH53=\"geen oplossing gevonden\"),$I$62=1),\"-\",IF(AND($I$62=0,AH45/$D$5<$K$92),\"-\",(AH46+AH51+AH53)/$G$6))","v":2717.9},3067.9,3417.9,2440.4,2740.4,3140.4,3440.4,3840.4,4140.3999999999996]
[null,"Rent","€",{"$f":"IF(AND(OR(D51=\"geen oplossing gevonden\",D53=\"geen oplossing gevonden\"),$I$62=1),\"-\",IF(AND($I$62=0,D45/$D$5<$K$92),\"-\",IF(D79>0,D79*$G$7*0.01,0)))","v":214.71799999999999},250.98500000000001,521.423,577.73799999999994,683.22800000000007,839.74800000000005,163.39399999999998,190.25299999999999,225.05,260.05,312.55,365.05,417.55,137.84399999999999,162.25300000000001,192.00299999999999,221.75299999999999,281.25299999999999,340.75299999999999,459.75299999999999,578.75299999999993,169.25299999999999,204.25299999999999,379.25299999999999,505.25299999999999,582.25299999999993,725.75300000000004,1253,1813,{"$f":"IF(AND(OR(AG51=\"geen oplossing gevonden\",AG53=\"geen oplossing gevonden\"),$I$62=1),\"-\",IF(AND($I$62=0,AG45/$D$5<$K$92),\"-\",IF(AG79>0,AG79*$G$7*0.01,0)))","v":151.75300000000001},190.25299999999999,214.75299999999999,239.25299999999999,170.828,191.828,219.828,240.828,268.82799999999997,289.82799999999997]
[null,"Kracht","€",{"$f":"IF(AND(OR(D51=\"geen oplossing gevonden\",D53=\"geen oplossing gevonden\"),$I$62=1),\"-\",IF(AND($I$62=0,D45/$D$5<$K$92),\"-\",(D47*$G$5*$K$93*$D$5)))","v":128.93424846562601},101.9243070874514,95.808848662204298,95.29922712676705,75.933608780151275,71.856636496653223,142.69402992243192,137.59781456805939,132.5015992136868,132.5015992136868,127.40538385931424,122.30916850494167,122.30916850494167,157.98267598554966,157.98267598554966,157.98267598554966,157.98267598554966,157.98267598554966,157.98267598554966,157.98267598554966,157.98267598554966,35.673507480607981,30.577292126235417,25.481076771862849,13.250159921368679,11.211673779619654,7.6443230315588542,7.6443230315588542,7.6443230315588542,{"$f":"IF(AND(OR(AG51=\"geen oplossing gevonden\",AG53=\"geen oplossing gevonden\"),$I$62=1),\"-\",IF(AND($I$62=0,AG45/$D$5<$K$92),\"-\",(AG47*$G$5*$K$93*$D$5)))","v":183.46375275741252},147.79024527680451,137.59781456805939,132.5015992136868,76.443230315588536,71.347014961215962,66.250799606843401,71.347014961215962,66.250799606843401,71.347014961215962]
[null,"Producten","€",{"$f":"IF(AND(OR(D51=\"geen oplossing gevonden\",D53=\"geen oplossing gevonden\"),$I$62=1),\"-\",IF(AND($I$62=0,D45/$D$5<$K$92),\"-\",D48*$K$93*$D$5))","v":0},0,0,0,0,0,43.681845894622015,43.681845894622015,43.681845894622015,43.681845894622015,43.681845894622015,43.681845894622015,43.681845894622015,211.12892182400643,211.12892182400643,211.12892182400643,211.12892182400643,211.12892182400643,211.12892182400643,211.12892182400643,211.12892182400643,611.54584252470829,611.54584252470829,611.54584252470829,611.54584252470829,611.54584252470829,611.54584252470829,611.54584252470829,611.54584252470829,{"$f":"IF(AND(OR(AG51=\"geen oplossing gevonden\",AG53=\"geen oplossing gevonden\"),$I$62=1),\"-\",IF(AND($I$62=0,AG45/$D$5<$K$92),\"-\",AG48*$K$93*$D$5))","v":291.21230596414682},291.21230596414682,291.21230596414682,291.21230596414682,94.64399943834772,94.64399943834772,94.64399943834772,94.64399943834772,94.64399943834772,94.64399943834772]
[null,"Onderhoud","€",{"$f":"IF(AND(OR(D51=\"geen oplossing gevonden\",D53=\"geen oplossing gevonden\"),$I$62=1),\"-\",IF(AND($I$62=0,D45/$D$5<$K$92),\"-\",D49))","v":1050},1150,2400,2800,3250,4300,1190,1317,1479,1602,1988,2317,2577,200,200,200,200,250,250,250,300,1000,1200,1375,1375,1750,1750,3500,5250,{"$f":"IF(AND(OR(AG51=\"geen oplossing gevonden\",AG53=\"geen oplossing gevonden\"),$I$62=1),\"-\",IF(AND($I$62=0,AG45/$D$5<$K$92),\"-\",AG49))","v":109.20461473655504},87.363691789244029,80.083384140140367,72.803076491036705,1308,1760,2210,2662,3112,3563]
[null,"Totaal","€",{"$f":"IF(AND(OR(D51=\"geen oplossing gevonden\",D53=\"geen oplossing gevonden\"),$I$62=1),\"-\",IF(AND($I$62=0,D45/$D$5<$K$92),\"-\",SUM(D79:D83)))","v":4461.0522484656258},5088.4093070874515,10466.131848662204,11726.437227126766,13769.561608780152,17208.004636496655,3873.9698758170534,4406.4326604626813,5095.2334451083088,5753.2334451083088,6936.6372297539365,8063.0410143995632,9125.5410143995632,2676.1555978095557,3049.2645978095561,3504.0145978095561,3958.7645978095561,4918.2645978095561,5827.7645978095552,7646.7645978095552,9515.764597809557,4234.3723500053165,4964.2761346509442,7809.17991929657,9722.9490024460756,11272.91051630433,13462.843165556267,23272.190165556269,33582.190165556269,{"$f":"IF(AND(OR(AG51=\"geen oplossing gevonden\",AG53=\"geen oplossing gevonden\"),$I$62=1),\"-\",IF(AND($I$62=0,AG45/$D$5<$K$92),\"-\",SUM(AG79:AG83)))","v":2903.5336734581142},3434.5192430301954,3791.5465046723466,4153.6699816688706,{"$f":"IF(AND(OR(AK51=\"geen oplossing gevonden\",AK53=\"geen oplossing gevonden\"),$I$62=1),\"-\",IF(AND($I$62=0,AK45/$D$5<$K$92),\"-\",SUM(AK79:AK83)))","v":4090.3152297539364},4858.2190143995631,5731.1227990451916,6509.2190143995631,7382.1227990451916,8159.2190143995631]
[null,"opslag","m3",{"$f":"IF(AND(OR(D51=\"geen oplossing gevonden\",D53=\"geen oplossing gevonden\"),$I$62=1),\"-\",IF(AND($I$62=0,D45/$D$5<$K$92),\"-\",D50+D52))","v":51},25,25,25,25,25,73,51,25,25,25,25,25,73,51,51,51,51,51,51,51,51,51,51,51,51,51,0,0,{"$f":"IF(AND(OR(AG51=\"geen oplossing gevonden\",AG53=\"geen oplossing gevonden\"),$I$62=1),\"-\",IF(AND($I$62=0,AG45/$D$5<$K$92),\"-\",AG50+AG52))","v":51},51,51,51,51,51,51,51,51,51]
[null,"Belows this line, the row are hiden for the user"]
[]
[null,"Voor ontsmetting",null,null,null,null,"Voor de zuivering",null,null,null,null,null,"Berekend per aparaat volgens zijn capaciteit :",null,null,null,1.125]
["Waterstroomen",null,null,null,null,null,null,null,null,null,null,null,null,null,null,null,null,null,null,null,null,null,"Totaal","Capaciteit","Prijs","Opslag","Afschrijving","Rent","Kracht","Producten","Onderhoud","Nummer"]
["Datum","Drainwater","Drainbuffer","Ontsmetting","Schoonwater","mengwater","Lozing Op Na","Drain tank Overloop","filterSpoeling","Teeltwisseling","Lozing","Day stroom","Zbuffer","Zuivering","Combineerd","Rbuffer","Riool",null,"WaterStroomModel",null,null,null,"€/ha","m3/uur","€","l","€","€","€","€","€","-"]
["-","m3/uur/ha","m3/ha","m3/uur/ha","m3/ha","m3/uur/ha","m3/uur/ha","m3/uur/ha","m3/uur/ha","m3/uur/ha","m3/uur/ha","m3/uur/ha","m3/ha","m3/uur/ha","m3/uur/ha","m3/ha","m3/uur/ha",null,"startteelt",340,"Datum",null,{"$f":"SUM(AA91:AE91)","v":4461.0522484656258},{"$f":"INDIRECT(CHAR(68+$AF91)&ROW($B$45))","v":0.7},{"$f":"INDIRECT(CHAR(68+$AF91)&ROW($B$51))+INDIRECT(CHAR(68+$AF91)&ROW($B$53))+INDIRECT(CHAR(68+$AF91)&ROW($B$46))","v":30674},{"$f":"INDIRECT(CHAR(68+$AF91)&ROW($B$85))","v":51},{"$f":"INDIRECT(CHAR(68+$AF91)&ROW($B$79))","v":3067.4},{"$f":"INDIRECT(CHAR(68+$AF91)&ROW($B$80))","v":214.71799999999999},{"$f":"INDIRECT(CHAR(68+$AF91)&ROW($B$81))","v":128.93424846562601},{"$f":"INDIRECT(CHAR(68+$AF91)&ROW($B$82))","v":0},{"$f":"INDIRECT(CHAR(68+$AF91)&ROW($B$83))","v":1050},0]
["Max",{"$f":"MAX(B94:B8853)","v":2.63740183439951},{"$f":"MAX(C94:C8853)","v":3852.4210746389203},0,0,2.63740183439951,1.27445350369466,0,0.33333333333333298,4.2717058207925698,4.2717058207925698,7.0406522734082433,4.2717058207925698,1.125,0,2.7717058207925698,0.5,null,"eindeteelt",320,"Datum",null,5088.4093070874515,{"$f":"INDIRECT(CHAR(68+$AF92)&ROW($B$45))","v":1.2},{"$f":"INDIRECT(CHAR(68+$AF92)&ROW($B$51))+INDIRECT(CHAR(68+$AF92)&ROW($B$53))+INDIRECT(CHAR(68+$AF92)&ROW($B$46))","v":35855},25,3585.5,250.98500000000001,101.9243070874514,0,1150,{"$f":"AF91+1","v":1}]
["Sum",{"$f":"SUM(B94:B8853)","v":3852.4210746389203},null,{"$f":"SUM(D94:D8853)","v":0},null,3670.4133834113318,69.06931874013236,0,108.66666666666593,{"$f":"SUM(J94:J8853)","v":4.2717058207925698},{"$f":"SUM(K94:K8853)","v":182.00769122759175},{"$f":"SUM(L94:L8853)","v":182.00769122759152},null,182.00769122759175,0,null,182.00769122759189,null,"teeltwisseling",{"$f":"(T92+365-T91)*24+1","v":8281},"Datum",null,10466.131848662204,3,{"$f":"INDIRECT(CHAR(68+$AF93)&ROW($B$51))+INDIRECT(CHAR(68+$AF93)&ROW($B$53))+INDIRECT(CHAR(68+$AF93)&ROW($B$46))","v":74489},25,7448.9,521.423,95.808848662204298,0,2400,{"$f":"AF92+1","v":2}]
[1,0,{"$f":"B94","v":0},{"$f":"IF($I$5<C94,$I$5,0)","v":0},{"$f":"D94","v":0},0,0,0,0,0,{"$f":"SUM(G94:J94)","v":0},null,{"$f":"K94","v":0},{"$f":"IF(M94<$Q$88,M94,$Q$88)","v":0},null,{"$f":"N94","v":0},{"$f":"IF(P94<$D$7, P94,$D$7)","v":0},null,null,null,null,null,{"$f":"SUM(AA94:AE94)","v":11726.437227126766},4,82534,25,8253.4,577.73799999999994,95.29922712676705,0,2800,3]
[{"$f":"A94+1","v":2},0,{"$f":"IF(C94+B95-D94>=0,C94+B95-D94,0)","v":0},{"$f":"IF($I$5<C95,$I$5,0)","v":0},{"$f":"IF(E94+D95-F94>=0,E94+D95-F94,0)","v":0},0,0,0,0,0,{"$f":"SUM(G95:J95)","v":0},null,{"$f":"IF(M94+K95-N94>=0,M94+K95-N94,0)","v":0},{"$f":"IF(M95<$Q$88,M95,$Q$88)","v":0},null,{"$f":"IF(P94+N95-Q94>0,P94+N95-Q94,0)","v":0},{"$f":"IF(P95<$D$7, P95,$D$7)","v":0},null,null,null,null,null,13769.561608780152,6,97604,25,9760.4,683.22800000000007,75.933608780151275,0,3250,4]
[{"$f":"A95+1","v":3},0,{"$f":"IF(C95+B96-D95>=0,C95+B96-D95,0)","v":0},0,{"$f":"IF(E95+D96-F95>=0,E95+D96-F95,0)","v":0},0,0,0,0,0,0,null,{"$f":"IF(M95+K96-N95>=0,M95+K96-N95,0)","v":0},{"$f":"IF(M96<$Q$88,M96,$Q$88)","v":0},null,{"$f":"IF(P95+N96-Q95>0,P95+N96-Q95,0)","v":0},0,null,null,null,null,null,17208.004636496655,10,119964,25,11996.4,839.74800000000005,71.856636496653223,0,4300,5]
[4,0,0,0,0,0,0,0,0,0,0,null,0,0,null,0,0,null,null,null,null,null,3873.9698758170534,0.53,23342,73,2334.1999999999998,163.39399999999998,142.69402992243192,43.681845894622015,1190,6]
[5,0,0,0,0,0,0,0,0,0,0,null,0,0,null,0,0,null,null,null,null,null,4406.4326604626813,0.7,27179,51,2717.9,190.25299999999999,137.59781456805939,43.681845894622015,1317,7]
[6,0,0,0,0,0,0,0,0,0,0,null,0,0,null,0,0,null,null,null,null,null,5095.2334451083088,1.05,32150,25,3215,225.05,132.5015992136868,43.681845894622015,1479,8]
[7,0,0,0,0,0,0,0,0,0,0,null,0,0,null,0,0,null,null,null,null,null,5753.2334451083088,1.4,37150,25,3715,260.05,132.5015992136868,43.681845894622015,1602,9]
[8,0,0,0,0,0,0,0,0,0,0,null,0,0,null,0,0,null,null,null,null,null,6936.6372297539365,2.1,44650,25,4465,312.55,127.40538385931424,43.681845894622015,1988,10]
[9,0,0,0,0,0,0,0,0,0,0,null,0,0,null,0,0,null,null,null,null,null,8063.0410143995632,2.8,52150,25,5215,365.05,122.30916850494167,43.681845894622015,2317,11]
[10,0,0,0,0,0,0,0,0,0,0,null,0,0,null,0,0,null,null,null,null,null,9125.5410143995632,3.5,59650,25,5965,417.55,122.30916850494167,43.681845894622015,2577,12]
[11,0,0,0,0,0,0,0,0,0,0,null,0,0,null,0,0,null,null,null,null,null,2676.1555978095557,0.4,19692,73,1969.2,137.84399999999999,157.98267598554966,211.12892182400643,200,13]
[12,0,0,0,0,0,0,0,0,0,0,null,0,0,null,0,0,null,null,null,null,null,3049.2645978095561,0.8,23179,51,2317.9,162.25300000000001,157.98267598554966,211.12892182400643,200,14]
[13,0,0,0,0,0,0,0,0,0,0,null,0,0,null,0,0,null,null,null,null,null,3504.0145978095561,1.2,27429,51,2742.9,192.00299999999999,157.98267598554966,211.12892182400643,200,15]
[14,0,0,0,0,0,0,0,0,0,0,null,0,0,null,0,0,null,null,null,null,null,3958.7645978095561,1.6,31679,51,3167.9,221.75299999999999,157.98267598554966,211.12892182400643,200,16]
[15,0,0,0,0,0,0,0,0,0,0,null,0,0,null,0,0,null,null,null,null,null,4918.2645978095561,2.4,40179,51,4017.9,281.25299999999999,157.98267598554966,211.12892182400643,250,17]
[16,0,0,0,0,0,0,0,0,0,0,null,0,0,null,0,0,null,null,null,null,null,5827.7645978095552,3.2,48679,51,4867.8999999999996,340.75299999999999,157.98267598554966,211.12892182400643,250,18]
[17,0,0,0,0,0,0,0,0,0,0,null,0,0,null,0,0,null,null,null,null,null,7646.7645978095552,4.8,65679,51,6567.9,459.75299999999999,157.98267598554966,211.12892182400643,250,19]
[18,0,0,0,0,0,0,0,0,0,0,null,0,0,null,0,0,null,null,null,null,null,9515.764597809557,6.4,82679,51,8267.9,578.75299999999993,157.98267598554966,211.12892182400643,300,20]
[19,0,0,0,0,0,0,0,0,0,0,null,0,0,null,0,0,null,null,null,null,null,4234.3723500053165,0.48,24179,51,2417.9,169.25299999999999,35.673507480607981,611.54584252470829,1000,21]
[20,0,0,0,0,0,0,0,0,0,0,null,0,0,null,0,0,null,null,null,null,null,4964.2761346509442,0.6,29179,51,2917.9,204.25299999999999,30.577292126235417,611.54584252470829,1200,22]
[21,0,0,0,0,0,0,0,0,0,0,null,0,0,null,0,0,null,null,null,null,null,7809.17991929657,{"$f":"INDIRECT(\"A\"&CHAR(42+$AF114)&ROW($B$45))","v":1.5},{"$f":"INDIRECT(\"A\"&CHAR(42+$AF114)&ROW($B$51))+INDIRECT(\"A\"&CHAR(42+$AF114)&ROW($B$53))+INDIRECT(\"A\"&CHAR(42+$AF114)&ROW($B$46))","v":54179},{"$f":"INDIRECT(\"A\"&CHAR(42+$AF114)&ROW($B$85))","v":51},{"$f":"INDIRECT(\"A\"&CHAR(42+$AF114)&ROW($B$79))","v":5417.9},{"$f":"INDIRECT(\"A\"&CHAR(42+$AF114)&ROW($B$80))","v":379.25299999999999},{"$f":"INDIRECT(\"A\"&CHAR(42+$AF114)&ROW($B$81))","v":25.481076771862849},{"$f":"INDIRECT(\"A\"&CHAR(42+$AF114)&ROW($B$82))","v":611.54584252470829},{"$f":"INDIRECT(\"A\"&CHAR(42+$AF114)&ROW($B$83))","v":1375},23]
[22,0,0,0,0,0,0,0,0,0,0,null,0,0,null,0,0,null,null,null,null,null,9722.9490024460756,2.5,{"$f":"INDIRECT(\"A\"&CHAR(42+$AF115)&ROW($B$51))+INDIRECT(\"A\"&CHAR(42+$AF115)&ROW($B$53))+INDIRECT(\"A\"&CHAR(42+$AF115)&ROW($B$46))","v":72179},51,7217.9,505.25299999999999,13.250159921368679,611.54584252470829,1375,24]
[23,0,0,0,0,0,0,0,0,0,0,null,0,0,null,0,0,null,null,null,null,null,11272.91051630433,5,83179,51,8317.9,582.25299999999993,11.211673779619654,611.54584252470829,1750,25]
[24,0,0,0,0,0,0,0,0,0,0,{"$f":"SUM(K94:K117)","v":0},0,0,null,0,0,null,null,null,null,null,13462.843165556267,10,103679,51,10367.9,725.75300000000004,7.6443230315588542,611.54584252470829,1750,26]
[25,0,0,0,0,0,0,0,0,0,0,null,0,0,null,0,0,null,null,null,null,null,23272.190165556269,20,179000,0,17900,{"$f":"INDIRECT(\"A\"&CHAR(42+$AF118)&ROW($B$80))","v":1253},7.6443230315588542,611.54584252470829,3500,27]
[26,0,0,0,0,0,0,0,0,0,0,null,0,0,null,0,0,null,null,null,null,null,33582.190165556269,30,259000,0,25900,1813,7.6443230315588542,611.54584252470829,5250,28]
[27,0,0,0,0,0,0,0,0,0,0,null,0,0,null,0,0,null,null,null,null,null,{"$f":"SUM(AA120:AE120)","v":2903.5336734581142},0.75,21679,51,2167.9,151.75300000000001,183.46375275741252,291.21230596414682,109.20461473655504,{"$f":"AF119+1","v":29}]
[28,0,0,0,0,0,0,0,0,0,0,null,0,0,null,0,0,null,null,null,null,null,3434.5192430301954,1.5,27179,51,2717.9,190.25299999999999,147.79024527680451,291.21230596414682,87.363691789244029,30]
[29,0,0,0,0,0,0,0,0,0,0,null,0,0,null,0,0,null,null,null,null,null,3791.5465046723466,2.25,30679,51,3067.9,214.75299999999999,137.59781456805939,291.21230596414682,80.083384140140367,31]
[30,0,0,0,0,0,0,0,0,0,0,null,0,0,null,0,0,null,null,null,null,null,4153.6699816688706,3,34179,51,3417.9,239.25299999999999,132.5015992136868,291.21230596414682,72.803076491036705,32]
[31,0,0,0,0,0,0,0,0,0,0,null,0,0,null,0,0,null,null,null,null,null,4090.3152297539364,"0.75",24404,51,2440.4,170.828,76.443230315588536,94.64399943834772,1308,33]
[32,1.8713621223928601E-2,1.8713621223928601E-2,0,0,0,0,0,0,0,0,null,0,0,null,0,0,null,null,null,null,null,4858.2190143995631,"1.5",27404,51,2740.4,191.828,71.347014961215962,94.64399943834772,1760,34]
[33,0.224563454687143,0.24327707591107162,0,0,0,0,0,0,0,0,null,0,0,null,0,0,null,null,null,null,null,5731.1227990451916,"2.25",31404,51,3140.4,219.828,66.250799606843401,94.64399943834772,2210,35]
[34,0.48655415182214301,0.72983122773321463,0,0,0,0,0,0,0,0,null,0,0,null,0,0,null,null,null,null,null,6509.2190143995631,3,34404,51,3440.4,240.828,71.347014961215962,94.64399943834772,2662,36]
[35,0.71111760650928502,1.4409488342424996,0,0,0,0,0,0,0,0,null,0,0,null,0,0,null,null,null,null,null,7382.1227990451916,"3.75",38404,51,3840.4,268.82799999999997,66.250799606843401,94.64399943834772,3112,37]
[36,0.78909102827565403,2.2300398625181534,0,0,0,0,0,0,0,0,null,0,0,null,0,0,null,null,null,null,null,8159.2190143995631,"4.5",{"$f":"INDIRECT(\"A\"&CHAR(42+$AF129)&ROW($B$51))+INDIRECT(\"A\"&CHAR(42+$AF129)&ROW($B$53))+INDIRECT(\"A\"&CHAR(42+$AF129)&ROW($B$46))","v":41404},51,4140.3999999999996,289.82799999999997,71.347014961215962,94.64399943834772,3563,38]
[37,0.71111760650928502,2.9411574690274387,0,0,0,0,0,0,0,0,null,0,0,null,0,0]
[38,0.49279202556345197,3.4339494945908906,0,0,0,0,0,0,0,0,null,0,0,null,0,0]
[39,0.24327707591107101,3.6772265705019618,0,0,0,0,0,0,0,0,null,0,0,null,0,0]
[40,1.8713621223928601E-2,3.6959401917258905,0,0,0,0,0,0,0,0,null,0,0,null,0,0]
[41,0,3.6959401917258905,0,0,0,0,0,0,0,0,null,0,0,null,0,0]
[42,0,3.6959401917258905,0,0,0,0,0,0,0,0,null,0,0,null,0,0]
[43,0,3.6959401917258905,0,0,0,0,0,0,0,0,null,0,0,null,0,0]
[44,0,3.6959401917258905,0,0,0,0,0,0,0,0,null,0,0,null,0,0]
[45,0,3.6959401917258905,0,0,0,0,0,0,0,0,null,0,0,null,0,0]
[46,0,3.6959401917258905,0,0,0,0,0,0,0,0,null,0,0,null,0,0]
[47,0,3.6959401917258905,0,0,0,0,0,0,0,0,null,0,0,null,0,0]
[48,0,3.6959401917258905,0,0,0,0,0,0,0,0,{"$f":"SUM(K118:K141)","v":0},0,0,null,0,0]
[49,0,3.6959401917258905,0,0,0,0,0,0,0,0,null,0,0,null,0,0]
[50,0,3.6959401917258905,0,0,0,0,0,0,0,0,null,0,0,null,0,0]
[51,0,3.6959401917258905,0,0,0,0,0,0,0,0,null,0,0,null,0,0]
[52,0,3.6959401917258905,0,0,0,0,0,0,0,0,null,0,0,null,0,0]
[53,0,3.6959401917258905,0,0,0,0,0,0,0,0,null,0,0,null,0,0]
[54,0,3.6959401917258905,0,0,0,0,0,0,0,0,null,0,0,null,0,0]
[55,0,3.6959401917258905,0,0,0,0,0,0,0,0,null,0,0,null,0,0]
[56,1.8641907218922601E-2,3.7145820989448133,0,0,0,0,0,0,0,0,null,0,0,null,0,0]
[57,0.21438193301760999,3.9289640319624235,0,0,0,0,0,0,0,0,null,0,0,null,0,0]
[58,0.46604768047306599,4.3950117124354895,0,0,0,0,0,0,0,0,null,0,0,null,0,0]
[59,0.67421564441770199,5.0692273568531911,0,0,0.22834504576881401,0,0,0,0,0,null,0,0,null,0,0]
[60,0.75189025782987995,5.8211176146830708,0,0,0.67421564441770099,0,0,0,0,0,null,0,0,null,0,0]
[61,0.68042961349067599,6.501547228173747,0,0,0.75189025782987995,0,0,0,0,0,null,0,0,null,0,0]
[62,0.46604768047306599,6.967594908646813,0,0,0.68042961349067599,0,0,0,0,0,null,0,0,null,0,0]
[63,0.20816796394463599,7.1757628725914486,0,0,0.46604768047306599,0,0,0,0,0,null,0,0,null,0,0]
[64,1.8641907218922601E-2,7.1944047798103714,0,0,0.20816796394463599,0,0,0,0,0,null,0,0,null,0,0]
[65,0,7.1944047798103714,0,0,0,0,0,0,0,0,null,0,0,null,0,{"$f":"IF(P158<$D$7, P158,$D$7)","v":0}]
[66,0,7.1944047798103714,{"$f":"IF($I$5<C159,$I$5,0)","v":0},0,0,0,0,0,0,{"$f":"SUM(G159:J159)","v":0},null,0,{"$f":"IF(M159<$Q$88,M159,$Q$88)","v":0},null,0,0]
[{"$f":"A159+1","v":67},0,{"$f":"IF(C159+B160-D159>=0,C159+B160-D159,0)","v":7.1944047798103714},0,{"$f":"IF(E159+D160-F159>=0,E159+D160-F159,0)","v":0},0,0,0,0,0,0,null,{"$f":"IF(M159+K160-N159>=0,M159+K160-N159,0)","v":0},0,null,{"$f":"IF(P159+N160-Q159>0,P159+N160-Q159,0)","v":0},0]
[68,0,7.1944047798103714,0,0,0,0,0,0,0,0,null,0,0,null,0,0]
[69,0,7.1944047798103714,0,0,0,0,0,0,0,0,null,0,0,null,0,0]
[70,0,7.1944047798103714,0,0,0,0,0,0,0,0,null,0,0,null,0,0]
[71,0,7.1944047798103714,0,0,0,0,0,0,0,0,null,0,0,null,0,0]
[72,0,7.1944047798103714,0,0,0,0,0,0,0,0,{"$f":"SUM(K142:K165)","v":0},0,0,null,0,0]
[73,0,7.1944047798103714,0,0,0,0,0,0,0,0,null,0,0,null,0,0]
[74,0,7.1944047798103714,0,0,0,0,0,0,0,0,null,0,0,null,0,0]
[75,0,7.1944047798103714,0,0,0,0,0,0,0,0,null,0,0,null,0,0]
[76,0,7.1944047798103714,0,0,0,0,0,0,0,0,null,0,0,null,0,0]
[77,0,7.1944047798103714,0,0,0,0,0,0,0,0,null,0,0,null,0,0]
[78,0,7.1944047798103714,0,0,0,0,0,0,0,0,null,0,0,null,0,0]
[79,0,7.1944047798103714,0,0,0,0,0,0,0,0,null,0,0,null,0,0]
[80,9.1244799964391807E-3,7.2035292598068104,0,0,1.8641907218922001E-2,0,0,0,0,0,null,0,0,null,0,0]
[81,0.19465557325736901,7.3981848330641791,0,0,9.1244799964390801E-3,0,0,0,0,0,null,0,0,null,0,0]
[82,0.43797503982907998,7.8361598728932593,0,0,0.19465557325736901,0,0,0,0,0,null,0,0,null,0,0]
[83,0.626547626422157,8.4627074993154157,0,0,0.43797503982907998,0,0,0,0,0,null,0,0,null,0,0]
[84,0.66608703974005901,9.128794539055475,0,0,0.626547626422157,0,0,0,0,0,null,0,0,null,0,0]
[85,0.626547626422157,9.7553421654776322,0,0,0.66608703974006001,0,0,0,0,0,null,0,0,null,0,0]
[86,0.44709951982551899,10.202441685303151,0,0,0.626547626422156,0,0,0,0,0,null,0,0,null,0,0]
[87,0.20378005325380799,10.40622173855696,0,0,0.44709951982551999,0,0,0,0,0,null,0,0,null,0,0]
[88,9.1244799964391807E-3,10.415346218553399,0,0,0.20378005325380799,0,0,0,0,0,null,0,0,null,0,0]
[89,0,10.415346218553399,0,0,0,0,0,0,0,0,null,0,0,null,0,0]
[90,0,10.415346218553399,0,0,0,0,0,0,0,0,null,0,0,null,0,0]
[91,0,10.415346218553399,0,0,0,0,0,0,0,0,null,0,0,null,0,0]
[92,0,10.415346218553399,0,0,0,0,0,0,0,0,null,0,0,null,0,0]
[93,0,10.415346218553399,0,0,0,0,0,0,0,0,null,0,0,null,0,0]
[94,0,10.415346218553399,0,0,0,0,0,0,0,0,null,0,0,null,0,0]
[95,0,10.415346218553399,0,0,0,0,0,0,0,0,null,0,0,null,0,0]
[96,0,10.415346218553399,0,0,0,0,0,0,0,0,{"$f":"SUM(K166:K189)","v":0},0,0,null,0,0]
[97,0,10.415346218553399,0,0,0,0,0,0,0,0,null,0,0,null,0,0]
[98,0,10.415346218553399,0,0,0,0,0,0,0,0,null,0,0,null,0,0]
[99,0,10.415346218553399,0,0,0,0,0,0,0,0,null,0,0,null,0,0]
[100,0,10.415346218553399,0,0,0,0,0,0,0,0,null,0,0,null,0,0]
[101,0,10.415346218553399,0,0,0,0,0,0,0,0,null,0,0,null,0,0]
[102,0,10.415346218553399,0,0,0,0,0,0,0,0,null,0,0,null,0,0]
[103,0,10.415346218553399,0,0,0,0,0,0,0,0,null,0,0,null,0,0]
[104,9.7472970617794794E-3,10.425093515615178,0,0,9.1244799964390801E-3,0,0,0,0,0,null,0,0,null,0,0]
[105,0.24368242654448699,10.668775942159664,0,0,9.7472970617795904E-3,0,0,0,0,0,null,0,0,null,0,0]
[106,0.46787025896541501,11.13664620112508,0,0,0.24368242654448699,0,0,0,0,0,null,0,0,null,0,0]
[107,0.614079714892107,11.750725916017187,0,0,0.46787025896541501,0,0,0,0,0,null,0,0,null,0,0]
[108,0.68555989334515699,12.436285809362344,0,0,0.614079714892107,0,0,0,0,0,null,0,0,null,0,0]
[109,0.60433241783032798,13.040618227192672,0,0,0.68555989334515699,0,0,0,0,0,null,0,0,null,0,0]
[110,0.40613737757414498,13.446755604766818,0,0,0.60433241783032798,0,0,0,0,0,null,0,0,null,0,0]
[111,0.16245495102965801,13.609210555796476,0,0,0.40613737757414498,0,0,0,0,0,null,0,0,null,0,0]
[112,9.7472970617794794E-3,13.618957852858255,0,0,0.16245495102965801,0,0,0,0,0,null,0,0,null,0,0]
[113,0,13.618957852858255,0,0,0,0,0,0,0,0,null,0,0,null,0,0]
[114,0,13.618957852858255,0,0,0,0,0,0,0,0,null,0,0,null,0,0]
[115,0,13.618957852858255,0,0,0,0,0,0,0,0,null,0,0,null,0,0]
[116,0,13.618957852858255,0,0,0,0,0,0,0,0,null,0,0,null,0,0]
[117,0,13.618957852858255,0,0,0,0,0,0,0,0,null,0,0,null,0,0]
[118,0,13.618957852858255,0,0,0,0,0,0,0,0,null,0,0,null,0,0]
[119,0,13.618957852858255,0,0,0,0,0,0,0,0,null,0,0,null,0,0]
[120,0,13.618957852858255,0,0,0,0,0,0,0,0,{"$f":"SUM(K190:K213)","v":0},0,0,null,0,0]
[121,0,13.618957852858255,0,0,0,0,0,0,0,0,null,0,0,null,0,0]
[122,0,13.618957852858255,0,0,0,0,0,0,0,0,null,0,0,null,0,0]
[123,0,13.618957852858255,0,0,0,0,0,0,0,0,null,0,0,null,0,0]
[124,0,13.618957852858255,0,0,0,0,0,0,0,0,null,0,0,null,0,0]
[125,0,13.618957852858255,0,0,0,0,0,0,0,0,null,0,0,null,0,0]
[126,0,13.618957852858255,0,0,0,0,0,0,0,0,null,0,0,null,0,0]
[127,0,13.618957852858255,0,0,0,0,0,0,0,0,null,0,0,null,0,0]
[128,0,13.618957852858255,0,0,0,0,0,0,0,0,null,0,0,null,0,0]
[129,9.4614224315718795E-2,13.713572077173973,0,0,9.7472970617795904E-3,0,0,0,0,0,null,0,0,null,0,{"$f":"IF(P222<$D$7, P222,$D$7)","v":0}]
[130,0.29566945098662101,14.009241528160594,{"$f":"IF($I$5<C223,$I$5,0)","v":0},0,9.4614224315719198E-2,0,0,0,0,{"$f":"SUM(G223:J223)","v":0},null,0,{"$f":"IF(M223<$Q$88,M223,$Q$88)","v":0},null,0,0]
[{"$f":"A223+1","v":131},0.555858567854848,{"$f":"IF(C223+B224-D223>=0,C223+B224-D223,0)","v":14.565100096015442},0,{"$f":"IF(E223+D224-F223>=0,E223+D224-F223,0)","v":0},0.29566945098662101,0,0,0,0,0,null,{"$f":"IF(M223+K224-N223>=0,M223+K224-N223,0)","v":0},0,null,{"$f":"IF(P223+N224-Q223>0,P223+N224-Q223,0)","v":0},0]
[132,0.52037823373645298,15.085478329751895,0,0,0.555858567854847,0,0,0,0,0,null,0,0,null,0,0]
[133,0.46124434353912902,15.546722673291024,0,0,0.52037823373645398,0,0,0,0,0,null,0,0,null,0,0]
[134,0.29566945098662101,15.842392124277644,0,0,0.46124434353912902,0,0,0,0,0,null,0,0,null,0,0]
[135,7.0960668236789107E-2,15.913352792514434,0,0,0.29566945098662201,0,0,0,0,0,null,0,0,null,0,0]
[136,0,15.913352792514434,0,0,0,0,0,0,0,0,null,0,0,null,0,0]
[137,0,15.913352792514434,0,0,0,0,0,0,0,0,null,0,0,null,0,0]
[138,0,15.913352792514434,0,0,0,0,0,0,0,0,null,0,0,null,0,0]
[139,0,15.913352792514434,0,0,0,0,0,0,0,0,null,0,0,null,0,0]
[140,0,15.913352792514434,0,0,0,0,0,0,0,0,null,0,0,null,0,0]
[141,0,15.913352792514434,0,0,0,0,0,0,0,0,null,0,0,null,0,0]
[142,0,15.913352792514434,0,0,0,0,0,0,0,0,null,0,0,null,0,0]
[143,0,15.913352792514434,0,0,0,0,0,0,0,0,null,0,0,null,0,0]
[144,0,15.913352792514434,0,0,0,0,0,0,0,0,{"$f":"SUM(K214:K237)","v":0},0,0,null,0,0]
[145,0,15.913352792514434,0,0,0,0,0,0,0,0,null,0,0,null,0,0]
[146,0,15.913352792514434,0,0,0,0,0,0,0,0,null,0,0,null,0,0]
[147,0,15.913352792514434,0,0,0,0,0,0,0,0,null,0,0,null,0,0]
[148,0,15.913352792514434,0,0,0,0,0,0,0,0,null,0,0,null,0,0]
[149,0,15.913352792514434,0,0,0,0,0,0,0,0,null,0,0,null,0,0]
[150,0,15.913352792514434,0,0,0,0,0,0,0,0,null,0,0,null,0,0]
[151,0,15.913352792514434,0,0,0,0,0,0,0,0,null,0,0,null,0,0]
[152,3.1758452672269899E-2,15.945111245186704,0,0,7.0960668236788704E-2,0,0,0,0,0,null,0,0,null,0,0]
[153,0.19055071603362,16.135661961220325,0,0,3.1758452672270399E-2,0,0,0,0,0,null,0,0,null,0,0]
[154,0.38110143206723901,16.516763393287565,0,0,0.19055071603361901,0,0,0,0,0,null,0,0,null,0,0]
[155,0.54518677087396705,17.061950164161534,0,0,0.38110143206723901,0,0,0,0,0,null,0,0,null,0,0]
[156,0.61928982710926295,17.681239991270797,0,0,0.54518677087396805,0,0,0,0,0,null,0,0,null,0,0]
[157,0.41285988473950902,18.094099876010304,0,0,0.61928982710926395,0,0,0,0,0,null,0,0,null,0,0]
[158,0.22230916870588899,18.316409044716192,0,0,0.41285988473950902,0,0,0,0,0,null,0,0,null,0,0]
[159,7.4103056235296505E-2,18.39051210095149,0,0,0.22230916870588999,0,0,0,0,0,null,0,0,null,0,0]
[160,0,18.39051210095149,0,0,0,0,0,0,0,0,null,0,0,null,0,0]
[161,0,18.39051210095149,0,0,0,0,0,0,0,0,null,0,0,null,0,0]
[162,0,18.39051210095149,0,0,0,0,0,0,0,0,null,0,0,null,0,0]
[163,0,18.39051210095149,0,0,0,0,0,0,0,0,null,0,0,null,0,0]
[164,0,18.39051210095149,0,0,0,0,0,0,0,0,null,0,0,null,0,0]
[165,0,18.39051210095149,0,0,0,0,0,0,0,0,null,0,0,null,0,0]
[166,0,18.39051210095149,0,0,0,0,0,0,0,0,null,0,0,null,0,0]
[167,0,18.39051210095149,0,0,0,0,0,0,0,0,null,0,0,null,0,0]
[168,0,18.39051210095149,0,0,0,0,0,0,0,0,{"$f":"SUM(K238:K261)","v":0},0,0,null,0,0]
[169,0,18.39051210095149,0,0,0,0,0,0,0,0,null,0,0,null,0,0]
[170,0,18.39051210095149,0,0,0,0,0,0,0,0,null,0,0,null,0,0]
[171,0,18.39051210095149,0,0,0,0,0,0,0,0,null,0,0,null,0,0]
[172,0,18.39051210095149,0,0,0,0,0,0,0,0,null,0,0,null,0,0]
[173,0,18.39051210095149,0,0,0,0,0,0,0,0,null,0,0,null,0,0]
[174,0,18.39051210095149,0,0,0,0,0,0,0,0,null,0,0,null,0,0]
[175,0,18.39051210095149,0,0,0,0,0,0,0,0,null,0,0,null,0,0]
[176,0,18.39051210095149,0,0,0,0,0,0,0,0,null,0,0,null,0,0]
[177,6.7852581585683497E-2,18.458364682537173,0,0,7.4103056235295603E-2,0,0,0,0,0,null,0,0,null,0,0]
[178,0.18094021756182299,18.639304900098995,0,0,6.7852581585683205E-2,0,0,0,0,0,null,0,0,null,0,0]
[179,0.31664538073318999,18.955950280832184,0,0,0.18094021756182199,0,0,0,0,0,null,0,0,null,0,0]
[180,0.31664538073318999,19.272595661565372,0,0,0.31664538073318999,0,0,0,0,0,null,0,0,null,0,0]
[181,0.24879279914750599,19.521388460712878,0,0,0.31664538073318999,0,0,0,0,0,null,0,0,null,0,0]
[182,6.7852581585683497E-2,19.589241042298561,0,0,0.24879279914750599,0,0,0,0,0,null,0,0,null,0,0]
[183,6.7852581585683497E-2,19.657093623884244,0,0,6.7852581585683205E-2,0,0,0,0,0,null,0,0,null,0,0]
[184,0,19.657093623884244,0,0,0,0,0,0,0,0,null,0,0,null,0,0]
[185,0,19.657093623884244,0,0,0,0,0,0,0,0,null,0,0,null,0,0]
[186,0,19.657093623884244,0,0,0,0,0,0,0,0,null,0,0,null,0,0]
[187,0,19.657093623884244,0,0,0,0,0,0,0,0,null,0,0,null,0,0]
[188,0,19.657093623884244,0,0,0,0,0,0,0,0,null,0,0,null,0,0]
[189,0,19.657093623884244,0,0,0,0,0,0,0,0,null,0,0,null,0,0]
[190,0,19.657093623884244,0,0,0,0,0,0,0,0,null,0,0,null,0,0]
[191,0,19.657093623884244,0,0,0,0,0,0,0,0,null,0,0,null,0,0]
[192,0,19.657093623884244,0,0,0,0,0,0,0,0,{"$f":"SUM(K262:K285)","v":0},0,0,null,0,0]
[193,0,19.657093623884244,0,0,0,0,0,0,0,0,null,0,0,null,0,{"$f":"IF(P286<$D$7, P286,$D$7)","v":0}]
[194,0,19.657093623884244,{"$f":"IF($I$5<C287,$I$5,0)","v":0},0,0,0,0,0,0,{"$f":"SUM(G287:J287)","v":0},null,0,{"$f":"IF(M287<$Q$88,M287,$Q$88)","v":0},null,0,0]
[{"$f":"A287+1","v":195},0,{"$f":"IF(C287+B288-D287>=0,C287+B288-D287,0)","v":19.657093623884244},0,{"$f":"IF(E287+D288-F287>=0,E287+D288-F287,0)","v":0},0,0,0,0,0,0,null,{"$f":"IF(M287+K288-N287>=0,M287+K288-N287,0)","v":0},0,null,{"$f":"IF(P287+N288-Q287>0,P287+N288-Q287,0)","v":0},0]
[196,0,19.657093623884244,0,0,0,0,0,0,0,0,null,0,0,null,0,0]
[197,0,19.657093623884244,0,0,0,0,0,0,0,0,null,0,0,null,0,0]
[198,0,19.657093623884244,0,0,0,0,0,0,0,0,null,0,0,null,0,0]
[199,0,19.657093623884244,0,0,0,0,0,0,0,0,null,0,0,null,0,0]
[200,0,19.657093623884244,0,0,0,0,0,0,0,0,null,0,0,null,0,0]
[201,0.12304490860037801,19.780138532484621,0,0,6.7852581585683205E-2,0,0,0,0,0,null,0,0,null,0,0]
[202,0.30419435737315698,20.084332889857777,0,0,0.12304490860037801,0,0,0,0,0,null,0,0,null,0,0]
[203,0.53319460393497198,20.61752749379275,0,0,0.30419435737315698,0,0,0,0,0,null,0,0,null,0,0]
[204,0.21874650417845001,20.836273997971201,0,0,0.53319460393497198,0,0,0,0,0,null,0,0,null,0,0]
[205,0.85447853194707102,21.690752529918271,0,0,0.21874650417845101,0,0,0.33333333333333298,0,0.33333333333333298,null,0.33333333333333298,0.33333333333333298,null,0.33333333333333298,0.33333333333333298]
[206,0.208492761795085,21.899245291713356,0,0,0.52114519861373698,0,0,0.21,0,0.21,null,0.21000000000000002,0.21000000000000002,null,0.21000000000000002,0.21000000000000002]
[207,0.105955337961437,22.005200629674793,0,0,0,0,0,0,0,0,null,0,0,null,0,0]
[208,2.05074847667297E-2,22.025708114441521,0,0,0.104448099756521,0,0,0,0,0,null,0,0,null,0,0]
[209,0,22.025708114441521,0,0,0,0,0,0,0,0,null,0,0,null,0,0]
[210,0,22.025708114441521,0,0,0,0,0,0,0,0,null,0,0,null,0,0]
[211,0,22.025708114441521,0,0,0,0,0,0,0,0,null,0,0,null,0,0]
[212,0,22.025708114441521,0,0,0,0,0,0,0,0,null,0,0,null,0,0]
[213,0,22.025708114441521,0,0,0,0,0,0,0,0,null,0,0,null,0,0]
[214,0,22.025708114441521,0,0,0,0,0,0,0,0,null,0,0,null,0,0]
[215,0,22.025708114441521,0,0,0,0,0,0,0,0,null,0,0,null,0,0]
[216,0,22.025708114441521,0,0,0,0,0,0,0,0,{"$f":"SUM(K286:K309)","v":0.543333333333333},0,0,null,0,0]
[217,0,22.025708114441521,0,0,0,0,0,0,0,0,null,0,0,null,0,0]
[218,0,22.025708114441521,0,0,0,0,0,0,0,0,null,0,0,null,0,0]
[219,0,22.025708114441521,0,0,0,0,0,0,0,0,null,0,0,null,0,0]
[220,0,22.025708114441521,0,0,0,0,0,0,0,0,null,0,0,null,0,0]
[221,0,22.025708114441521,0,0,0,0,0,0,0,0,null,0,0,null,0,0]
[222,0,22.025708114441521,0,0,0,0,0,0,0,0,null,0,0,null,0,0]
[223,0,22.025708114441521,0,0,0,0,0,0,0,0,null,0,0,null,0,0]
[224,1.1306845953197101E-2,22.037014960394718,0,0,2.0507484766730699E-2,0,0,0,0,0,null,0,0,null,0,0]
[225,0.16583374064689099,22.20284870104161,0,0,1.1306845953197101E-2,0,0,0,0,0,null,0,0,null,0,0]
[226,0.38820171105976897,22.591050412101378,0,0,0.16583374064689099,0,0,0,0,0,null,0,0,null,0,0]
[227,0.565342297659857,23.156392709761235,0,0,0.38820171105976797,0,0,0,0,0,null,0,0,null,0,0]
[228,0.64825916798330296,23.804651877744536,0,0,0.565342297659857,0,0,0,0,0,null,0,0,null,0,0]
[229,0.52388386249813401,24.328535740242671,0,0,0.64825916798330296,0,0,0,0,0,null,0,0,null,0,0]
[230,0.31282273803845401,24.641358478281123,0,0,0.52388386249813401,0,0,0,0,0,null,0,0,null,0,0]
[231,0.15829584334475999,24.799654321625884,0,0,0.31282273803845501,0,0,0,0,0,null,0,0,null,0,0]
[232,1.1306845953197101E-2,24.81096116757908,0,0,0.15829584334475999,0,0,0,0,0,null,0,0,null,0,0]
[233,0,24.81096116757908,0,0,0,0,0,0,0,0,null,0,0,null,0,0]
[234,0,24.81096116757908,0,0,0,0,0,0,0,0,null,0,0,null,0,0]
[235,0,24.81096116757908,0,0,0,0,0,0,0,0,null,0,0,null,0,0]
[236,0,24.81096116757908,0,0,0,0,0,0,0,0,null,0,0,null,0,0]
[237,0,24.81096116757908,0,0,0,0,0,0,0,0,null,0,0,null,0,0]
[238,0,24.81096116757908,0,0,0,0,0,0,0,0,null,0,0,null,0,0]
[239,0,24.81096116757908,0,0,0,0,0,0,0,0,null,0,0,null,0,0]
[240,0,24.81096116757908,0,0,0,0,0,0,0,0,{"$f":"SUM(K310:K333)","v":0},0,0,null,0,0]
[241,0,24.81096116757908,0,0,0,0,0,0,0,0,null,0,0,null,0,0]
[242,0,24.81096116757908,0,0,0,0,0,0,0,0,null,0,0,null,0,0]
[243,0,24.81096116757908,0,0,0,0,0,0,0,0,null,0,0,null,0,0]
[244,0,24.81096116757908,0,0,0,0,0,0,0,0,null,0,0,null,0,0]
[245,0,24.81096116757908,0,0,0,0,0,0,0,0,null,0,0,null,0,0]
[246,0,24.81096116757908,0,0,0,0,0,0,0,0,null,0,0,null,0,0]
[247,0,24.81096116757908,0,0,0,0,0,0,0,0,null,0,0,null,0,0]
[248,0,24.81096116757908,0,0,0,0,0,0,0,0,null,0,0,null,0,0]
[249,0.13434187493292701,24.945303042512005,0,0,1.1306845953197101E-2,0,0,0,0,0,null,0,0,null,0,0]
[250,0.39488369298466403,25.340186735496669,0,0,0.13434187493292701,0,0,0,0,0,null,0,0,null,0,0]
[251,0.62285778377993395,25.963044519276604,0,0,0.39488369298466403,0,0,0,0,0,null,0,0,null,0,0]
[252,0.53329653382464903,26.496341053101254,0,0,0.62285778377993395,0,0,0,0,0,null,0,0,null,0,0]
[253,0.337890170285846,26.8342312233871,0,0,0.53329653382464903,0,0,0,0,0,null,0,0,null,0,0]
[254,0.215761193074095,27.049992416461194,0,0,0.337890170285846,0,0,0,0,0,null,0,0,null,0,0]
[255,3.2567727256467102E-2,27.082560143717661,0,0,0.215761193074095,0,0,0,0,0,null,0,0,null,0,0]
[256,0,27.082560143717661,0,0,0,0,0,0,0,0,null,0,0,null,0,0]
[257,0,27.082560143717661,0,0,0,0,0,0,0,0,null,0,0,null,0,{"$f":"IF(P350<$D$7, P350,$D$7)","v":0}]
[258,0,27.082560143717661,{"$f":"IF($I$5<C351,$I$5,0)","v":0},0,0,0,0,0,0,{"$f":"SUM(G351:J351)","v":0},null,0,{"$f":"IF(M351<$Q$88,M351,$Q$88)","v":0},null,0,0]
[{"$f":"A351+1","v":259},0,{"$f":"IF(C351+B352-D351>=0,C351+B352-D351,0)","v":27.082560143717661},0,{"$f":"IF(E351+D352-F351>=0,E351+D352-F351,0)","v":0},0,0,0,0,0,0,null,{"$f":"IF(M351+K352-N351>=0,M351+K352-N351,0)","v":0},0,null,{"$f":"IF(P351+N352-Q351>0,P351+N352-Q351,0)","v":0},0]
[260,0,27.082560143717661,0,0,0,0,0,0,0,0,null,0,0,null,0,0]
[261,0,27.082560143717661,0,0,0,0,0,0,0,0,null,0,0,null,0,0]
[262,0,27.082560143717661,0,0,0,0,0,0,0,0,null,0,0,null,0,0]
[263,0,27.082560143717661,0,0,0,0,0,0,0,0,null,0,0,null,0,0]
[264,0,27.082560143717661,0,0,0,0,0,0,0,0,{"$f":"SUM(K334:K357)","v":0},0,0,null,0,0]
[265,0,27.082560143717661,0,0,0,0,0,0,0,0,null,0,0,null,0,0]
[266,0,27.082560143717661,0,0,0,0,0,0,0,0,null,0,0,null,0,0]
[267,0,27.082560143717661,0,0,0,0,0,0,0,0,null,0,0,null,0,0]
[268,0,27.082560143717661,0,0,0,0,0,0,0,0,null,0,0,null,0,0]
[269,0,27.082560143717661,0,0,0,0,0,0,0,0,null,0,0,null,0,0]
[270,0,27.082560143717661,0,0,0,0,0,0,0,0,null,0,0,null,0,0]
[271,0,27.082560143717661,0,0,0,0,0,0,0,0,null,0,0,null,0,0]
[272,0,27.082560143717661,0,0,0,0,0,0,0,0,null,0,0,null,0,0]
[273,4.3801108297716801E-2,27.126361252015379,0,0,3.2567727256467199E-2,0,0,0,0,0,null,0,0,null,0,0]
[274,0.29409315571324102,27.42045440772862,0,0,4.3801108297717002E-2,0,0,0,0,0,null,0,0,null,0,0]
[275,0.581929010241095,28.002383417969714,0,0,0.29409315571324202,0,0,0,0,0,null,0,0,null,0,0]
[276,0.66953122683652799,28.671914644806243,0,0,0.581929010241094,0,0,0,0,0,null,0,0,null,0,0]
[277,0.60695821498264702,29.278872859788891,0,0,0.66953122683652899,0,0,0,0,0,null,0,0,null,0,0]
[278,0.43488243238447399,29.713755292173364,0,0,0.60695821498264602,0,0,0,0,0,null,0,0,null,0,0]
[279,0.190847686154337,29.904602978327702,0,0,0.43488243238447499,0,0,0,0,0,null,0,0,null,0,0]
[280,9.3859517780821699E-3,29.913988930105784,0,0,0.190847686154337,0,0,0,0,0,null,0,0,null,0,0]
[281,0,29.913988930105784,0,0,0,0,0,0,0,0,null,0,0,null,0,0]
[282,0,29.913988930105784,0,0,0,0,0,0,0,0,null,0,0,null,0,0]
[283,0,29.913988930105784,0,0,0,0,0,0,0,0,null,0,0,null,0,0]
[284,0,29.913988930105784,0,0,0,0,0,0,0,0,null,0,0,null,0,0]
[285,0,29.913988930105784,0,0,0,0,0,0,0,0,null,0,0,null,0,0]
[286,0,29.913988930105784,0,0,0,0,0,0,0,0,null,0,0,null,0,0]
[287,0,29.913988930105784,0,0,0,0,0,0,0,0,null,0,0,null,0,0]
[288,0,29.913988930105784,0,0,0,0,0,0,0,0,{"$f":"SUM(K358:K381)","v":0},0,0,null,0,0]
[289,0,29.913988930105784,0,0,0,0,0,0,0,0,null,0,0,null,0,0]
[290,0,29.913988930105784,0,0,0,0,0,0,0,0,null,0,0,null,0,0]
[291,0,29.913988930105784,0,0,0,0,0,0,0,0,null,0,0,null,0,0]
[292,0,29.913988930105784,0,0,0,0,0,0,0,0,null,0,0,null,0,0]
[293,0,29.913988930105784,0,0,0,0,0,0,0,0,null,0,0,null,0,0]
[294,0,29.913988930105784,0,0,0,0,0,0,0,0,null,0,0,null,0,0]
[295,0,29.913988930105784,0,0,0,0,0,0,0,0,null,0,0,null,0,0]
[296,0,29.913988930105784,0,0,0,0,0,0,0,0,null,0,0,null,0,0]
[297,0.151388185226666,30.065377115332449,0,0,9.3859517780829297E-3,0,0,0,0,0,null,0,0,null,0,0]
[298,0.39663704529386501,30.462014160626314,0,0,0.151388185226665,0,0,0,0,0,null,0,0,null,0,0]
[299,0.58738615867946498,31.049400319305779,0,0,0.39663704529386601,0,0,0,0,0,null,0,0,null,0,0]
[300,0.67216354240639797,31.721563861712177,0,0,0.58738615867946498,0,0,0,0,0,null,0,0,null,0,0]
[301,0.61463603202026496,32.336199893732442,0,0,0.67216354240639897,0,0,0,0,0,null,0,0,null,0,0]
[302,0.429942446043732,32.766142339776174,0,0,0.61463603202026396,0,0,0,0,0,null,0,0,null,0,0]
[303,0.193776877090133,32.959919216866304,0,0,0.429942446043731,0,0,0,0,0,null,0,0,null,0,0]
[304,1.8166582227199898E-2,32.978085799093506,0,0,0.193776877090133,0,0,0,0,0,null,0,0,null,0,0]
[305,0,32.978085799093506,0,0,0,0,0,0,0,0,null,0,0,null,0,0]
[306,0,32.978085799093506,0,0,0,0,0,0,0,0,null,0,0,null,0,0]
[307,0,32.978085799093506,0,0,0,0,0,0,0,0,null,0,0,null,0,0]
[308,0,32.978085799093506,0,0,0,0,0,0,0,0,null,0,0,null,0,0]
[309,0,32.978085799093506,0,0,0,0,0,0,0,0,null,0,0,null,0,0]
[310,0,32.978085799093506,0,0,0,0,0,0,0,0,null,0,0,null,0,0]
[311,0,32.978085799093506,0,0,0,0,0,0,0,0,null,0,0,null,0,0]
[312,0,32.978085799093506,0,0,0,0,0,0,0,0,{"$f":"SUM(K382:K405)","v":0},0,0,null,0,0]
[313,0,32.978085799093506,0,0,0,0,0,0,0,0,null,0,0,null,0,0]
[314,0,32.978085799093506,0,0,0,0,0,0,0,0,null,0,0,null,0,0]
[315,0,32.978085799093506,0,0,0,0,0,0,0,0,null,0,0,null,0,0]
[316,0,32.978085799093506,0,0,0,0,0,0,0,0,null,0,0,null,0,0]
[317,0,32.978085799093506,0,0,0,0,0,0,0,0,null,0,0,null,0,0]
[318,0,32.978085799093506,0,0,0,0,0,0,0,0,null,0,0,null,0,0]
[319,0,32.978085799093506,0,0,0,0,0,0,0,0,null,0,0,null,0,0]
[320,0,32.978085799093506,0,0,0,0,0,0,0,0,null,0,0,null,0,0]
[321,5.5760283045151099E-2,33.033846082138659,0,0,1.8166582227199801E-2,0,0,0,0,0,null,0,0,null,0,{"$f":"IF(P414<$D$7, P414,$D$7)","v":0}]
[322,0.15798746862792801,33.191833550766589,{"$f":"IF($I$5<C415,$I$5,0)","v":0},0,5.5760283045150502E-2,0,0,0,0,{"$f":"SUM(G415:J415)","v":0},null,0,{"$f":"IF(M415<$Q$88,M415,$Q$88)","v":0},null,0,0]
[{"$f":"A415+1","v":323},0.23233451268812999,{"$f":"IF(C415+B416-D415>=0,C415+B416-D415,0)","v":33.424168063454715},0,{"$f":"IF(E415+D416-F415>=0,E415+D416-F415,0)","v":0},0.15798746862792901,0,0,0,0,0,null,{"$f":"IF(M415+K416-N415>=0,M415+K416-N415,0)","v":0},0,null,{"$f":"IF(P415+N416-Q415>0,P415+N416-Q415,0)","v":0},0]
[324,0.49254916689883499,33.916717230353548,0,0,0.23233451268812899,0,0,0,0,0,null,0,0,null,0,0]
[325,0.56689621095903597,34.483613441312585,0,0,0.49254916689883499,0,0,0,0,0,null,0,0,null,0,0]
[326,0.53901606943646097,35.022629510749049,0,0,0.56689621095903597,0,0,0,0,0,null,0,0,null,0,0]
[327,0.20445437116555401,35.227083881914602,0,0,0.53901606943645997,0,0,0,0,0,null,0,0,null,0,0]
[328,0,35.227083881914602,0,0,0,0,0,0,0,0,null,0,0,null,0,0]
[329,0,35.227083881914602,0,0,0,0,0,0,0,0,null,0,0,null,0,0]
[330,0,35.227083881914602,0,0,0,0,0,0,0,0,null,0,0,null,0,0]
[331,0,35.227083881914602,0,0,0,0,0,0,0,0,null,0,0,null,0,0]
[332,0,35.227083881914602,0,0,0,0,0,0,0,0,null,0,0,null,0,0]
[333,0,35.227083881914602,0,0,0,0,0,0,0,0,null,0,0,null,0,0]
[334,0,35.227083881914602,0,0,0,0,0,0,0,0,null,0,0,null,0,0]
[335,0,35.227083881914602,0,0,0,0,0,0,0,0,null,0,0,null,0,0]
[336,0,35.227083881914602,0,0,0,0,0,0,0,0,{"$f":"SUM(K406:K429)","v":0},0,0,null,0,0]
[337,0,35.227083881914602,0,0,0,0,0,0,0,0,null,0,0,null,0,0]
[338,0,35.227083881914602,0,0,0,0,0,0,0,0,null,0,0,null,0,0]
[339,0,35.227083881914602,0,0,0,0,0,0,0,0,null,0,0,null,0,0]
[340,0,35.227083881914602,0,0,0,0,0,0,0,0,null,0,0,null,0,0]
[341,0,35.227083881914602,0,0,0,0,0,0,0,0,null,0,0,null,0,0]
[342,0,35.227083881914602,0,0,0,0,0,0,0,0,null,0,0,null,0,0]
[343,0,35.227083881914602,0,0,0,0,0,0,0,0,null,0,0,null,0,0]
[344,0,35.227083881914602,0,0,0,0,0,0,0,0,null,0,0,null,0,0]
[345,0,35.227083881914602,0,0,0,0,0,0,0,0,null,0,0,null,0,0]
[346,0.222531444092431,35.449615326007034,0,0,0.20445437116555401,0,0,0,0,0,null,0,0,null,0,0]
[347,0.61990902282891402,36.069524348835948,0,0,0.222531444092432,0,0,0,0,0,null,0,0,null,0,0]
[348,0.34969226928810498,36.419216618124054,0,0,0.61990902282891402,0,0,0,0,0,null,0,0,null,0,0]
[349,0.34969226928810498,36.768908887412159,0,0,0.34969226928810498,0,0,0,0,0,null,0,0,null,0,0]
[350,0.12716082519567501,36.896069712607833,0,0,0.34969226928810598,0,0,0,0,0,null,0,0,null,0,0]
[351,9.5370618896755993E-2,36.991440331504592,0,0,0.12716082519567401,0,0,0,0,0,null,0,0,null,0,0]
[352,0,36.991440331504592,0,0,0,0,0,0,0,0,null,0,0,null,0,0]
[353,0,36.991440331504592,0,0,0,0,0,0,0,0,null,0,0,null,0,0]
[354,0,36.991440331504592,0,0,0,0,0,0,0,0,null,0,0,null,0,0]
[355,0,36.991440331504592,0,0,0,0,0,0,0,0,null,0,0,null,0,0]
[356,0,36.991440331504592,0,0,0,0,0,0,0,0,null,0,0,null,0,0]
[357,0,36.991440331504592,0,0,0,0,0,0,0,0,null,0,0,null,0,0]
[358,0,36.991440331504592,0,0,0,0,0,0,0,0,null,0,0,null,0,0]
[359,0,36.991440331504592,0,0,0,0,0,0,0,0,null,0,0,null,0,0]
[360,0,36.991440331504592,0,0,0,0,0,0,0,0,{"$f":"SUM(K430:K453)","v":0},0,0,null,0,0]
[361,0,36.991440331504592,0,0,0,0,0,0,0,0,null,0,0,null,0,0]
[362,0,36.991440331504592,0,0,0,0,0,0,0,0,null,0,0,null,0,0]
[363,0,36.991440331504592,0,0,0,0,0,0,0,0,null,0,0,null,0,0]
[364,0,36.991440331504592,0,0,0,0,0,0,0,0,null,0,0,null,0,0]
[365,0,36.991440331504592,0,0,0,0,0,0,0,0,null,0,0,null,0,0]
[366,0,36.991440331504592,0,0,0,0,0,0,0,0,null,0,0,null,0,0]
[367,0,36.991440331504592,0,0,0,0,0,0,0,0,null,0,0,null,0,0]
[368,0,36.991440331504592,0,0,0,0,0,0,0,0,null,0,0,null,0,0]
[369,3.9729401312638898E-2,37.031169732817233,0,0,9.5370618896756396E-2,0,0,0,0,0,null,0,0,null,0,0]
[370,0.311213643615671,37.342383376432906,0,0,3.97294013126391E-2,0,0,0,0,0,null,0,0,null,0,0]
[371,0.77472332559645796,38.117106702029361,0,0,0.311213643615671,0,0,0,0,0,null,0,0,null,0,0]
[372,0.51648221706430497,38.633588919093668,0,0,0.77472332559645796,0,0,0,0,0,null,0,0,null,0,0]
[373,0.25824110853215299,38.891830027625822,0,0,0.51648221706430497,0,0,0.33333333333333298,0,0.33333333333333298,null,0.33333333333333298,0.33333333333333298,null,0.33333333333333298,0.33333333333333298]
[374,0.278105809188472,39.169935836814297,0,0,0,0,0,0.21,0,0.21,null,0.21000000000000002,0.21000000000000002,null,0.21000000000000002,0.21000000000000002]
[375,0.205268573448634,39.375204410262931,0,0,0,0,0,0,0,0,null,0,0,null,0,0]
[376,1.9864700656319401E-2,39.395069110919252,0,0,0.19828215783592601,0,0,0,0,0,null,0,0,null,0,0]
[377,0,39.395069110919252,0,0,0,0,0,0,0,0,null,0,0,null,0,0]
[378,0,39.395069110919252,0,0,0,0,0,0,0,0,null,0,0,null,0,0]
[379,0,39.395069110919252,0,0,0,0,0,0,0,0,null,0,0,null,0,0]
[380,0,39.395069110919252,0,0,0,0,0,0,0,0,null,0,0,null,0,0]
[381,0,39.395069110919252,0,0,0,0,0,0,0,0,null,0,0,null,0,0]
[382,0,39.395069110919252,0,0,0,0,0,0,0,0,null,0,0,null,0,0]
[383,0,39.395069110919252,0,0,0,0,0,0,0,0,null,0,0,null,0,0]
[384,0,39.395069110919252,0,0,0,0,0,0,0,0,{"$f":"SUM(K454:K477)","v":0.543333333333333},0,0,null,0,0]
[385,0,39.395069110919252,0,0,0,0,0,0,0,0,null,0,0,null,0,{"$f":"IF(P478<$D$7, P478,$D$7)","v":0}]
[386,0,39.395069110919252,{"$f":"IF($I$5<C479,$I$5,0)","v":0},0,0,0,0,0,0,{"$f":"SUM(G479:J479)","v":0},null,0,{"$f":"IF(M479<$Q$88,M479,$Q$88)","v":0},null,0,0]
[{"$f":"A479+1","v":387},0,{"$f":"IF(C479+B480-D479>=0,C479+B480-D479,0)","v":39.395069110919252},0,{"$f":"IF(E479+D480-F479>=0,E479+D480-F479,0)","v":0},0,0,0,0,0,0,null,{"$f":"IF(M479+K480-N479>=0,M479+K480-N479,0)","v":0},0,null,{"$f":"IF(P479+N480-Q479>0,P479+N480-Q479,0)","v":0},0]
[388,0,39.395069110919252,0,0,0,0,0,0,0,0,null,0,0,null,0,0]
[389,0,39.395069110919252,0,0,0,0,0,0,0,0,null,0,0,null,0,0]
[390,0,39.395069110919252,0,0,0,0,0,0,0,0,null,0,0,null,0,0]
[391,0,39.395069110919252,0,0,0,0,0,0,0,0,null,0,0,null,0,0]
[392,0,39.395069110919252,0,0,0,0,0,0,0,0,null,0,0,null,0,0]
[393,0.125263562914912,39.520332673834162,0,0,1.9864700656320001E-2,0,0,0,0,0,null,0,0,null,0,0]
[394,0.44852437043726501,39.968857044271424,0,0,0.125263562914912,0,0,0,0,0,null,0,0,null,0,0]
[395,0.63035857466858902,40.599215618940015,0,0,0.44852437043726501,0,0,0,0,0,null,0,0,null,0,0]
[396,0.78390745824170704,41.383123077181722,0,0,0.63035857466858902,0,0,0,0,0,null,0,0,null,0,0]
[397,0.46064665071935401,41.843769727901076,0,0,0.78390745824170704,0,0,0,0,0,null,0,0,null,0,0]
[398,0.40407600940294203,42.247845737304019,0,0,0.46064665071935401,0,0,0,0,0,null,0,0,null,0,0]
[399,0.21416028498355899,42.462006022287575,0,0,0.40407600940294203,0,0,0,0,0,null,0,0,null,0,0]
[400,1.21222802820883E-2,42.47412830256966,0,0,0.21416028498355899,0,0,0,0,0,null,0,0,null,0,0]
[401,0,42.47412830256966,0,0,0,0,0,0,0,0,null,0,0,null,0,0]
[402,0,42.47412830256966,0,0,0,0,0,0,0,0,null,0,0,null,0,0]
[403,0,42.47412830256966,0,0,0,0,0,0,0,0,null,0,0,null,0,0]
[404,0,42.47412830256966,0,0,0,0,0,0,0,0,null,0,0,null,0,0]
[405,0,42.47412830256966,0,0,0,0,0,0,0,0,null,0,0,null,0,0]
[406,0,42.47412830256966,0,0,0,0,0,0,0,0,null,0,0,null,0,0]
[407,0,42.47412830256966,0,0,0,0,0,0,0,0,null,0,0,null,0,0]
[408,0,42.47412830256966,0,0,0,0,0,0,0,0,{"$f":"SUM(K478:K501)","v":0},0,0,null,0,0]
[409,0,42.47412830256966,0,0,0,0,0,0,0,0,null,0,0,null,0,0]
[410,0,42.47412830256966,0,0,0,0,0,0,0,0,null,0,0,null,0,0]
[411,0,42.47412830256966,0,0,0,0,0,0,0,0,null,0,0,null,0,0]
[412,0,42.47412830256966,0,0,0,0,0,0,0,0,null,0,0,null,0,0]
[413,0,42.47412830256966,0,0,0,0,0,0,0,0,null,0,0,null,0,0]
[414,0,42.47412830256966,0,0,0,0,0,0,0,0,null,0,0,null,0,0]
[415,0,42.47412830256966,0,0,0,0,0,0,0,0,null,0,0,null,0,0]
[416,0,42.47412830256966,0,0,0,0,0,0,0,0,null,0,0,null,0,0]
[417,0,42.47412830256966,0,0,0,0,0,0,0,0,null,0,0,null,0,0]
[418,0.24795520091256701,42.722083503482224,0,0,1.2122280282087901E-2,0,0,0,0,0,null,0,0,null,0,0]
[419,0.49591040182513402,43.21799390530736,0,0,0.24795520091256701,0,0,0,0,0,null,0,0,null,0,0]
[420,0.56353454752856202,43.781528452835921,0,0,0.49591040182513502,0,0,0,0,0,null,0,0,null,0,0]
[421,0.49591040182513402,44.277438854661057,0,0,0.56353454752856103,0,0,0,0,0,null,0,0,null,0,0]
[422,0.38320349231942202,44.660642346980481,0,0,0.49591040182513502,0,0,0,0,0,null,0,0,null,0,0]
[423,0.13524829140685499,44.795890638387334,0,0,0.38320349231942202,0,0,0,0,0,null,0,0,null,0,0]
[424,0,44.795890638387334,0,0,0,0,0,0,0,0,null,0,0,null,0,0]
[425,0,44.795890638387334,0,0,0,0,0,0,0,0,null,0,0,null,0,0]
[426,0,44.795890638387334,0,0,0,0,0,0,0,0,null,0,0,null,0,0]
[427,0,44.795890638387334,0,0,0,0,0,0,0,0,null,0,0,null,0,0]
[428,0,44.795890638387334,0,0,0,0,0,0,0,0,null,0,0,null,0,0]
[429,0,44.795890638387334,0,0,0,0,0,0,0,0,null,0,0,null,0,0]
[430,0,44.795890638387334,0,0,0,0,0,0,0,0,null,0,0,null,0,0]
[431,0,44.795890638387334,0,0,0,0,0,0,0,0,null,0,0,null,0,0]
[432,0,44.795890638387334,0,0,0,0,0,0,0,0,{"$f":"SUM(K502:K525)","v":0},0,0,null,0,0]
[433,0,44.795890638387334,0,0,0,0,0,0,0,0,null,0,0,null,0,0]
[434,0,44.795890638387334,0,0,0,0,0,0,0,0,null,0,0,null,0,0]
[435,0,44.795890638387334,0,0,0,0,0,0,0,0,null,0,0,null,0,0]
[436,0,44.795890638387334,0,0,0,0,0,0,0,0,null,0,0,null,0,0]
[437,0,44.795890638387334,0,0,0,0,0,0,0,0,null,0,0,null,0,0]
[438,0,44.795890638387334,0,0,0,0,0,0,0,0,null,0,0,null,0,0]
[439,0,44.795890638387334,0,0,0,0,0,0,0,0,null,0,0,null,0,0]
[440,0,44.795890638387334,0,0,0,0,0,0,0,0,null,0,0,null,0,0]
[441,0.16734467623677901,44.963235314624114,0,0,0.13524829140685499,0,0,0,0,0,null,0,0,null,0,0]
[442,0.355607437003156,45.318842751627272,0,0,0.16734467623677901,0,0,0,0,0,null,0,0,null,0,0]
[443,0.52295211323993596,45.841794864867211,0,0,0.355607437003156,0,0,0,0,0,null,0,0,null,0,0]
[444,0.39744360606235102,46.239238470929564,0,0,0.52295211323993596,0,0,0,0,0,null,0,0,null,0,0]
[445,0.23009892982557201,46.469337400755137,0,0,0.39744360606235102,0,0,0,0,0,null,0,0,null,0,0]
[446,0.355607437003156,46.824944837758295,0,0,0.23009892982557201,0,0,0,0,0,null,0,0,null,0,0]
[447,0.16734467623677901,46.992289513995075,0,0,0.355607437003156,0,0,0,0,0,null,0,0,null,0,0]
[448,0,46.992289513995075,0,0,0,0,0,0,0,0,null,0,0,null,0,0]
[449,0,46.992289513995075,0,0,0,0,0,0,0,0,null,0,0,null,0,{"$f":"IF(P542<$D$7, P542,$D$7)","v":0}]
[450,0,46.992289513995075,{"$f":"IF($I$5<C543,$I$5,0)","v":0},0,0,0,0,0,0,{"$f":"SUM(G543:J543)","v":0},null,0,{"$f":"IF(M543<$Q$88,M543,$Q$88)","v":0},null,0,0]
[{"$f":"A543+1","v":451},0,{"$f":"IF(C543+B544-D543>=0,C543+B544-D543,0)","v":46.992289513995075},0,{"$f":"IF(E543+D544-F543>=0,E543+D544-F543,0)","v":0},0,0,0,0,0,0,null,{"$f":"IF(M543+K544-N543>=0,M543+K544-N543,0)","v":0},0,null,{"$f":"IF(P543+N544-Q543>0,P543+N544-Q543,0)","v":0},0]
[452,0,46.992289513995075,0,0,0,0,0,0,0,0,null,0,0,null,0,0]
[453,0,46.992289513995075,0,0,0,0,0,0,0,0,null,0,0,null,0,0]
[454,0,46.992289513995075,0,0,0,0,0,0,0,0,null,0,0,null,0,0]
[455,0,46.992289513995075,0,0,0,0,0,0,0,0,null,0,0,null,0,0]
[456,0,46.992289513995075,0,0,0,0,0,0,0,0,{"$f":"SUM(K526:K549)","v":0},0,0,null,0,0]
[457,0,46.992289513995075,0,0,0,0,0,0,0,0,null,0,0,null,0,0]
[458,0,46.992289513995075,0,0,0,0,0,0,0,0,null,0,0,null,0,0]
[459,0,46.992289513995075,0,0,0,0,0,0,0,0,null,0,0,null,0,0]
[460,0,46.992289513995075,0,0,0,0,0,0,0,0,null,0,0,null,0,0]
[461,0,46.992289513995075,0,0,0,0,0,0,0,0,null,0,0,null,0,0]
[462,0,46.992289513995075,0,0,0,0,0,0,0,0,null,0,0,null,0,0]
[463,0,46.992289513995075,0,0,0,0,0,0,0,0,null,0,0,null,0,0]
[464,0,46.992289513995075,0,0,0,0,0,0,0,0,null,0,0,null,0,0]
[465,3.0766085316220201E-2,47.023055599311299,0,0,0.16734467623678001,0,0,0,0,0,null,0,0,null,0,0]
[466,0.14357506480902699,47.166630664120326,0,0,3.07660853162205E-2,0,0,0,0,0,null,0,0,null,0,0]
[467,0.17434115012524801,47.340971814245577,0,0,0.14357506480902599,0,0,0,0,0,null,0,0,null,0,0]
[468,0.31791621493427502,47.658888029179849,0,0,0.17434115012524701,0,0,0,0,0,null,0,0,null,0,0]
[469,0.59481098278025601,48.253699011960101,0,0,0.31791621493427502,0,0,0,0,0,null,0,0,null,0,0]
[470,0.43072519442708201,48.684424206387185,0,0,0.59481098278025701,0,0,0,0,0,null,0,0,null,0,0]
[471,0.17434115012524801,48.858765356512436,0,0,0.43072519442708201,0,0,0,0,0,null,0,0,null,0,0]
[472,0,48.858765356512436,0,0,0,0,0,0,0,0,null,0,0,null,0,0]
[473,0,48.858765356512436,0,0,0,0,0,0,0,0,null,0,0,null,0,0]
[474,0,48.858765356512436,0,0,0,0,0,0,0,0,null,0,0,null,0,0]
[475,0,48.858765356512436,0,0,0,0,0,0,0,0,null,0,0,null,0,0]
[476,0,48.858765356512436,0,0,0,0,0,0,0,0,null,0,0,null,0,0]
[477,0,48.858765356512436,0,0,0,0,0,0,0,0,null,0,0,null,0,0]
[478,0,48.858765356512436,0,0,0,0,0,0,0,0,null,0,0,null,0,0]
[479,0,48.858765356512436,0,0,0,0,0,0,0,0,null,0,0,null,0,0]
[480,0,48.858765356512436,0,0,0,0,0,0,0,0,{"$f":"SUM(K550:K573)","v":0},0,0,null,0,0]
[481,0,48.858765356512436,0,0,0,0,0,0,0,0,null,0,0,null,0,0]
[482,0,48.858765356512436,0,0,0,0,0,0,0,0,null,0,0,null,0,0]
[483,0,48.858765356512436,0,0,0,0,0,0,0,0,null,0,0,null,0,0]
[484,0,48.858765356512436,0,0,0,0,0,0,0,0,null,0,0,null,0,0]
[485,0,48.858765356512436,0,0,0,0,0,0,0,0,null,0,0,null,0,0]
[486,0,48.858765356512436,0,0,0,0,0,0,0,0,null,0,0,null,0,0]
[487,0,48.858765356512436,0,0,0,0,0,0,0,0,null,0,0,null,0,0]
[488,0,48.858765356512436,0,0,0,0,0,0,0,0,null,0,0,null,0,0]
[489,4.25481625171613E-2,48.9013135190296,0,0,0.17434115012524701,0,0,0,0,0,null,0,0,null,0,0]
[490,0.156009929229592,49.05732344825919,0,0,4.2548162517162397E-2,0,0,0,0,0,null,0,0,null,0,0]
[491,0.35456802097634499,49.411891469235535,0,0,0.15600992922959001,0,0,0,0,0,null,0,0,null,0,0]
[492,0.51057795020593599,49.92246941944147,0,0,0.35456802097634499,0,0,0,0,0,null,0,0,null,0,0]
[493,0.43966434601066701,50.362133765452135,0,0,0.51057795020593599,0,0,0,0,0,null,0,0,null,0,0]
[494,0.35456802097634499,50.71670178642848,0,0,0.43966434601066701,0,0,0,0,0,null,0,0,null,0,0]
[495,0.156009929229592,50.87271171565807,0,0,0.35456802097634499,0,0,0,0,0,null,0,0,null,0,0]
[496,0,50.87271171565807,0,0,0,0,0,0,0,0,null,0,0,null,0,0]
[497,0,50.87271171565807,0,0,0,0,0,0,0,0,null,0,0,null,0,0]
[498,0,50.87271171565807,0,0,0,0,0,0,0,0,null,0,0,null,0,0]
[499,0,50.87271171565807,0,0,0,0,0,0,0,0,null,0,0,null,0,0]
[500,0,50.87271171565807,0,0,0,0,0,0,0,0,null,0,0,null,0,0]
[501,0,50.87271171565807,0,0,0,0,0,0,0,0,null,0,0,null,0,0]
[502,0,50.87271171565807,0,0,0,0,0,0,0,0,null,0,0,null,0,0]
[503,0,50.87271171565807,0,0,0,0,0,0,0,0,null,0,0,null,0,0]
[504,0,50.87271171565807,0,0,0,0,0,0,0,0,{"$f":"SUM(K574:K597)","v":0},0,0,null,0,0]
[505,0,50.87271171565807,0,0,0,0,0,0,0,0,null,0,0,null,0,0]
[506,0,50.87271171565807,0,0,0,0,0,0,0,0,null,0,0,null,0,0]
[507,0,50.87271171565807,0,0,0,0,0,0,0,0,null,0,0,null,0,0]
[508,0,50.87271171565807,0,0,0,0,0,0,0,0,null,0,0,null,0,0]
[509,0,50.87271171565807,0,0,0,0,0,0,0,0,null,0,0,null,0,0]
[510,0,50.87271171565807,0,0,0,0,0,0,0,0,null,0,0,null,0,0]
[511,0,50.87271171565807,0,0,0,0,0,0,0,0,null,0,0,null,0,0]
[512,0,50.87271171565807,0,0,0,0,0,0,0,0,null,0,0,null,0,0]
[513,4.4597425552219398E-2,50.917309141210289,0,0,0.156009929229591,0,0,0,0,0,null,0,0,null,0,{"$f":"IF(P606<$D$7, P606,$D$7)","v":0}]
[514,0.344037282831407,51.261346424041697,{"$f":"IF($I$5<C607,$I$5,0)","v":0},0,4.4597425552219398E-2,0,0,0,0,{"$f":"SUM(G607:J607)","v":0},null,0,{"$f":"IF(M607<$Q$88,M607,$Q$88)","v":0},null,0,0]
[{"$f":"A607+1","v":515},0.60206524495496305,{"$f":"IF(C607+B608-D607>=0,C607+B608-D607,0)","v":51.863411668996662},0,{"$f":"IF(E607+D608-F607>=0,E607+D608-F607,0)","v":0},0.344037282831407,0,0,0,0,0,null,{"$f":"IF(M607+K608-N607>=0,M607+K608-N607,0)","v":0},0,null,{"$f":"IF(P607+N608-Q607>0,P607+N608-Q607,0)","v":0},0]
[516,0.58295206257543997,52.446363731572099,0,0,0.60206524495496205,0,0,0,0,0,null,0,0,null,0,0]
[517,0.62754948812765898,53.073913219699755,0,0,0.58295206257543997,0,0,0,0,0,null,0,0,null,0,0]
[518,0.33766622203823299,53.411579441737985,0,0,0.62754948812765898,0,0,0,0,0,null,0,0,null,0,0]
[519,0.13379227665665799,53.545371718394641,0,0,0.33766622203823299,0,0,0,0,0,null,0,0,null,0,0]
[520,9.5565911897613105E-3,53.554928309584405,0,0,0.13379227665665799,0,0,0,0,0,null,0,0,null,0,0]
[521,0,53.554928309584405,0,0,0,0,0,0,0,0,null,0,0,null,0,0]
[522,0,53.554928309584405,0,0,0,0,0,0,0,0,null,0,0,null,0,0]
[523,0,53.554928309584405,0,0,0,0,0,0,0,0,null,0,0,null,0,0]
[524,0,53.554928309584405,0,0,0,0,0,0,0,0,null,0,0,null,0,0]
[525,0,53.554928309584405,0,0,0,0,0,0,0,0,null,0,0,null,0,0]
[526,0,53.554928309584405,0,0,0,0,0,0,0,0,null,0,0,null,0,0]
[527,0,53.554928309584405,0,0,0,0,0,0,0,0,null,0,0,null,0,0]
[528,0,53.554928309584405,0,0,0,0,0,0,0,0,{"$f":"SUM(K598:K621)","v":0},0,0,null,0,0]
[529,0,53.554928309584405,0,0,0,0,0,0,0,0,null,0,0,null,0,0]
[530,0,53.554928309584405,0,0,0,0,0,0,0,0,null,0,0,null,0,0]
[531,0,53.554928309584405,0,0,0,0,0,0,0,0,null,0,0,null,0,0]
[532,0,53.554928309584405,0,0,0,0,0,0,0,0,null,0,0,null,0,0]
[533,0,53.554928309584405,0,0,0,0,0,0,0,0,null,0,0,null,0,0]
[534,0,53.554928309584405,0,0,0,0,0,0,0,0,null,0,0,null,0,0]
[535,0,53.554928309584405,0,0,0,0,0,0,0,0,null,0,0,null,0,0]
[536,0,53.554928309584405,0,0,0,0,0,0,0,0,null,0,0,null,0,0]
[537,0,53.554928309584405,0,0,0,0,0,0,0,0,null,0,0,null,0,0]
[538,5.5681007934349297E-2,53.610609317518751,0,0,9.5565911897614302E-3,0,0,0,0,0,null,0,0,null,0,0]
[539,0.14848268782493099,53.759092005343682,0,0,5.56810079343487E-2,0,0,0,0,0,null,0,0,null,0,0]
[540,0.61249108727784196,54.37158309262152,0,0,0.14848268782493099,0,0,0,0,0,null,0,0,null,0,0]
[541,0.40832739151856101,54.779910484140082,0,0,0.61249108727784196,0,0,0,0,0,null,0,0,null,0,0]
[542,0.40832739151856101,55.188237875658643,0,0,0.40832739151856101,0,0,0,0,0,null,0,0,null,0,0]
[543,0.40832739151856101,55.596565267177205,0,0,0.40832739151856201,0,0,0,0,0,null,0,0,null,0,0]
[544,5.5681007934349297E-2,55.652246275111551,0,0,0.40832739151856101,0,0,0,0,0,null,0,0,null,0,0]
[545,0,55.652246275111551,0,0,0,0,0,0,0,0,null,0,0,null,0,0]
[546,0,55.652246275111551,0,0,0,0,0,0,0,0,null,0,0,null,0,0]
[547,0,55.652246275111551,0,0,0,0,0,0,0,0,null,0,0,null,0,0]
[548,0,55.652246275111551,0,0,0,0,0,0,0,0,null,0,0,null,0,0]
[549,0,55.652246275111551,0,0,0,0,0,0,0,0,null,0,0,null,0,0]
[550,0,55.652246275111551,0,0,0,0,0,0,0,0,null,0,0,null,0,0]
[551,0,55.652246275111551,0,0,0,0,0,0,0,0,null,0,0,null,0,0]
[552,0,55.652246275111551,0,0,0,0,0,0,0,0,{"$f":"SUM(K622:K645)","v":0},0,0,null,0,0]
[553,0,55.652246275111551,0,0,0,0,0,0,0,0,null,0,0,null,0,0]
[554,0,55.652246275111551,0,0,0,0,0,0,0,0,null,0,0,null,0,0]
[555,0,55.652246275111551,0,0,0,0,0,0,0,0,null,0,0,null,0,0]
[556,0,55.652246275111551,0,0,0,0,0,0,0,0,null,0,0,null,0,0]
[557,0,55.652246275111551,0,0,0,0,0,0,0,0,null,0,0,null,0,0]
[558,0,55.652246275111551,0,0,0,0,0,0,0,0,null,0,0,null,0,0]
[559,0,55.652246275111551,0,0,0,0,0,0,0,0,null,0,0,null,0,0]
[560,0,55.652246275111551,0,0,0,0,0,0,0,0,null,0,0,null,0,0]
[561,6.1705129205551303E-2,55.7139514043171,0,0,5.5681007934349602E-2,0,0,0,0,0,null,0,0,null,0,0]
[562,0.42071679003785001,56.134668194354951,0,0,6.1705129205551802E-2,0,0,0,0,0,null,0,0,null,0,0]
[563,0.77972845087014797,56.914396645225096,0,0,0.42071679003785001,0,0,0.33333333333333298,0,0.33333333333333298,null,0.33333333333333298,0.33333333333333298,null,0.33333333333333298,0.33333333333333298]
[564,0.62266084925601695,57.537057494481111,0,0,0.44639511753681499,0,0,0.21,0,0.21,null,0.21000000000000002,0.21000000000000002,null,0.21000000000000002,0.21000000000000002]
[565,0.454374133240878,57.991431627721987,0,0,0.41266084925601698,0,0,0,0,0,null,0,0,null,0,0]
[566,0.26364918842371898,58.255080816145707,0,0,0.454374133240878,0,0,0,0,0,null,0,0,null,0,0]
[567,0.106581586809589,58.361662402955297,0,0,0.26364918842371898,0,0,0,0,0,null,0,0,null,0,0]
[568,0,58.361662402955297,0,0,0,0,0,0,0,0,null,0,0,null,0,0]
[569,0,58.361662402955297,0,0,0,0,0,0,0,0,null,0,0,null,0,0]
[570,0,58.361662402955297,0,0,0,0,0,0,0,0,null,0,0,null,0,0]
[571,0,58.361662402955297,0,0,0,0,0,0,0,0,null,0,0,null,0,0]
[572,0,58.361662402955297,0,0,0,0,0,0,0,0,null,0,0,null,0,0]
[573,0,58.361662402955297,0,0,0,0,0,0,0,0,null,0,0,null,0,0]
[574,0,58.361662402955297,0,0,0,0,0,0,0,0,null,0,0,null,0,0]
[575,0,58.361662402955297,0,0,0,0,0,0,0,0,null,0,0,null,0,0]
[576,0,58.361662402955297,0,0,0,0,0,0,0,0,{"$f":"SUM(K646:K669)","v":0.543333333333333},0,0,null,0,0]
[577,0,58.361662402955297,0,0,0,0,0,0,0,0,null,0,0,null,0,{"$f":"IF(P670<$D$7, P670,$D$7)","v":0}]
[578,0,58.361662402955297,{"$f":"IF($I$5<C671,$I$5,0)","v":0},0,0,0,0,0,0,{"$f":"SUM(G671:J671)","v":0},null,0,{"$f":"IF(M671<$Q$88,M671,$Q$88)","v":0},null,0,0]
[{"$f":"A671+1","v":579},0,{"$f":"IF(C671+B672-D671>=0,C671+B672-D671,0)","v":58.361662402955297},0,{"$f":"IF(E671+D672-F671>=0,E671+D672-F671,0)","v":0},0,0,0,0,0,0,null,{"$f":"IF(M671+K672-N671>=0,M671+K672-N671,0)","v":0},0,null,{"$f":"IF(P671+N672-Q671>0,P671+N672-Q671,0)","v":0},0]
[580,0,58.361662402955297,0,0,0,0,0,0,0,0,null,0,0,null,0,0]
[581,0,58.361662402955297,0,0,0,0,0,0,0,0,null,0,0,null,0,0]
[582,0,58.361662402955297,0,0,0,0,0,0,0,0,null,0,0,null,0,0]
[583,0,58.361662402955297,0,0,0,0,0,0,0,0,null,0,0,null,0,0]
[584,0,58.361662402955297,0,0,0,0,0,0,0,0,null,0,0,null,0,0]
[585,0.12365970605587399,58.485322109011172,0,0,0.106581586809589,0,0,0,0,0,null,0,0,null,0,0]
[586,0.43842986692537,58.92375197593654,0,0,0.12365970605587299,0,0,0,0,0,null,0,0,null,0,0]
[587,0.545226885791807,59.468978861728345,0,0,0.438429866925371,0,0,0,0,0,null,0,0,null,0,0]
[588,0.78130450644392901,60.250283368172276,0,0,0.545226885791807,0,0,0,0,0,null,0,0,null,0,0]
[589,0.314770160869497,60.565053529041776,0,0,0.78130450644392901,0,0,0,0,0,null,0,0,null,0,0]
[590,0.34287463951855901,60.907928168560332,0,0,0.314770160869496,0,0,0,0,0,null,0,0,null,0,0]
[591,9.5555227406811494E-2,61.003483395967145,0,0,0.34287463951855901,0,0,0,0,0,null,0,0,null,0,0]
[592,0,61.003483395967145,0,0,0,0,0,0,0,0,null,0,0,null,0,0]
[593,0,61.003483395967145,0,0,0,0,0,0,0,0,null,0,0,null,0,0]
[594,0,61.003483395967145,0,0,0,0,0,0,0,0,null,0,0,null,0,0]
[595,0,61.003483395967145,0,0,0,0,0,0,0,0,null,0,0,null,0,0]
[596,0,61.003483395967145,0,0,0,0,0,0,0,0,null,0,0,null,0,0]
[597,0,61.003483395967145,0,0,0,0,0,0,0,0,null,0,0,null,0,0]
[598,0,61.003483395967145,0,0,0,0,0,0,0,0,null,0,0,null,0,0]
[599,0,61.003483395967145,0,0,0,0,0,0,0,0,null,0,0,null,0,0]
[600,0,61.003483395967145,0,0,0,0,0,0,0,0,{"$f":"SUM(K670:K693)","v":0},0,0,null,0,0]
[601,0,61.003483395967145,0,0,0,0,0,0,0,0,null,0,0,null,0,0]
[602,0,61.003483395967145,0,0,0,0,0,0,0,0,null,0,0,null,0,0]
[603,0,61.003483395967145,0,0,0,0,0,0,0,0,null,0,0,null,0,0]
[604,0,61.003483395967145,0,0,0,0,0,0,0,0,null,0,0,null,0,0]
[605,0,61.003483395967145,0,0,0,0,0,0,0,0,null,0,0,null,0,0]
[606,0,61.003483395967145,0,0,0,0,0,0,0,0,null,0,0,null,0,0]
[607,0,61.003483395967145,0,0,0,0,0,0,0,0,null,0,0,null,0,0]
[608,0,61.003483395967145,0,0,0,0,0,0,0,0,null,0,0,null,0,0]
[609,7.5801466086818203E-2,61.07928486205396,0,0,9.5555227406811993E-2,0,0,0,0,0,null,0,0,null,0,0]
[610,0.391640908115228,61.470925770169188,0,0,7.5801466086817801E-2,0,0,0,0,0,null,0,0,null,0,0]
[611,0.59377815101340903,62.064703921182598,0,0,0.391640908115227,0,0,0,0,0,null,0,0,null,0,0]
[612,0.63167888405681805,62.696382805239416,0,0,0.59377815101340903,0,0,0,0,0,null,0,0,null,0,0]
[613,0.454808796520909,63.151191601760324,0,0,0.63167888405681905,0,0,0,0,0,null,0,0,null,0,0]
[614,0.391640908115228,63.542832509875552,0,0,0.454808796520909,0,0,0,0,0,null,0,0,null,0,0]
[615,0.1389693544925,63.681801864368055,0,0,0.391640908115227,0,0,0,0,0,null,0,0,null,0,0]
[616,3.7900733043409102E-2,63.719702597411462,0,0,0.1389693544925,0,0,0,0,0,null,0,0,null,0,0]
[617,0,63.719702597411462,0,0,0,0,0,0,0,0,null,0,0,null,0,0]
[618,0,63.719702597411462,0,0,0,0,0,0,0,0,null,0,0,null,0,0]
[619,0,63.719702597411462,0,0,0,0,0,0,0,0,null,0,0,null,0,0]
[620,0,63.719702597411462,0,0,0,0,0,0,0,0,null,0,0,null,0,0]
[621,0,63.719702597411462,0,0,0,0,0,0,0,0,null,0,0,null,0,0]
[622,0,63.719702597411462,0,0,0,0,0,0,0,0,null,0,0,null,0,0]
[623,0,63.719702597411462,0,0,0,0,0,0,0,0,null,0,0,null,0,0]
[624,0,63.719702597411462,0,0,0,0,0,0,0,0,{"$f":"SUM(K694:K717)","v":0},0,0,null,0,0]
[625,0,63.719702597411462,0,0,0,0,0,0,0,0,null,0,0,null,0,0]
[626,0,63.719702597411462,0,0,0,0,0,0,0,0,null,0,0,null,0,0]
[627,0,63.719702597411462,0,0,0,0,0,0,0,0,null,0,0,null,0,0]
[628,0,63.719702597411462,0,0,0,0,0,0,0,0,null,0,0,null,0,0]
[629,0,63.719702597411462,0,0,0,0,0,0,0,0,null,0,0,null,0,0]
[630,0,63.719702597411462,0,0,0,0,0,0,0,0,null,0,0,null,0,0]
[631,0,63.719702597411462,0,0,0,0,0,0,0,0,null,0,0,null,0,0]
[632,0,63.719702597411462,0,0,0,0,0,0,0,0,null,0,0,null,0,0]
[633,8.25943194570741E-2,63.802296916868535,0,0,3.79007330434094E-2,0,0,0,0,0,null,0,0,null,0,0]
[634,0.38544015746634602,64.187737074334876,0,0,8.2594319457073601E-2,0,0,0,0,0,null,0,0,null,0,0]
[635,0.46803447692341998,64.655771551258297,0,0,0.38544015746634502,0,0,0,0,0,null,0,0,null,0,0]
[636,0.52309735656146905,65.178868907819762,0,0,0.46803447692341998,0,0,0,0,0,null,0,0,null,0,0]
[637,0.38544015746634602,65.56430906528611,0,0,0.52309735656147005,0,0,0,0,0,null,0,0,null,0,0]
[638,0.22025151855219799,65.784560583838314,0,0,0.38544015746634602,0,0,0,0,0,null,0,0,null,0,0]
[639,8.25943194570741E-2,65.867154903295386,0,0,0.22025151855219799,0,0,0,0,0,null,0,0,null,0,0]
[640,0,65.867154903295386,0,0,0,0,0,0,0,0,null,0,0,null,0,0]
[641,0,65.867154903295386,0,0,0,0,0,0,0,0,null,0,0,null,0,{"$f":"IF(P734<$D$7, P734,$D$7)","v":0}]
[642,0,65.867154903295386,{"$f":"IF($I$5<C735,$I$5,0)","v":0},0,0,0,0,0,0,{"$f":"SUM(G735:J735)","v":0},null,0,{"$f":"IF(M735<$Q$88,M735,$Q$88)","v":0},null,0,0]
[{"$f":"A735+1","v":643},0,{"$f":"IF(C735+B736-D735>=0,C735+B736-D735,0)","v":65.867154903295386},0,{"$f":"IF(E735+D736-F735>=0,E735+D736-F735,0)","v":0},0,0,0,0,0,0,null,{"$f":"IF(M735+K736-N735>=0,M735+K736-N735,0)","v":0},0,null,{"$f":"IF(P735+N736-Q735>0,P735+N736-Q735,0)","v":0},0]
[644,0,65.867154903295386,0,0,0,0,0,0,0,0,null,0,0,null,0,0]
[645,0,65.867154903295386,0,0,0,0,0,0,0,0,null,0,0,null,0,0]
[646,0,65.867154903295386,0,0,0,0,0,0,0,0,null,0,0,null,0,0]
[647,0,65.867154903295386,0,0,0,0,0,0,0,0,null,0,0,null,0,0]
[648,0,65.867154903295386,0,0,0,0,0,0,0,0,{"$f":"SUM(K718:K741)","v":0},0,0,null,0,0]
[649,0,65.867154903295386,0,0,0,0,0,0,0,0,null,0,0,null,0,0]
[650,0,65.867154903295386,0,0,0,0,0,0,0,0,null,0,0,null,0,0]
[651,0,65.867154903295386,0,0,0,0,0,0,0,0,null,0,0,null,0,0]
[652,0,65.867154903295386,0,0,0,0,0,0,0,0,null,0,0,null,0,0]
[653,0,65.867154903295386,0,0,0,0,0,0,0,0,null,0,0,null,0,0]
[654,0,65.867154903295386,0,0,0,0,0,0,0,0,null,0,0,null,0,0]
[655,0,65.867154903295386,0,0,0,0,0,0,0,0,null,0,0,null,0,0]
[656,0,65.867154903295386,0,0,0,0,0,0,0,0,null,0,0,null,0,0]
[657,0.13098665344947899,65.998141556744869,0,0,8.2594319457073601E-2,0,0,0,0,0,null,0,0,null,0,0]
[658,0.229226643536588,66.227368200281461,0,0,0.13098665344947799,0,0,0,0,0,null,0,0,null,0,0]
[659,0.27834663858014203,66.505714838861607,0,0,0.229226643536588,0,0,0,0,0,null,0,0,null,0,0]
[660,0.54031994547909901,67.046034784340705,0,0,0.27834663858014203,0,0,0,0,0,null,0,0,null,0,0]
[661,0.18010664849303301,67.226141432833742,0,0,0.54031994547909901,0,0,0,0,0,null,0,0,null,0,0]
[662,0.229226643536588,67.455368076370334,0,0,0.18010664849303301,0,0,0,0,0,null,0,0,null,0,0]
[663,9.8239990087108903E-2,67.553608066457443,0,0,0.229226643536587,0,0,0,0,0,null,0,0,null,0,0]
[664,0,67.553608066457443,0,0,0,0,0,0,0,0,null,0,0,null,0,0]
[665,0,67.553608066457443,0,0,0,0,0,0,0,0,null,0,0,null,0,0]
[666,0,67.553608066457443,0,0,0,0,0,0,0,0,null,0,0,null,0,0]
[667,0,67.553608066457443,0,0,0,0,0,0,0,0,null,0,0,null,0,0]
[668,0,67.553608066457443,0,0,0,0,0,0,0,0,null,0,0,null,0,0]
[669,0,67.553608066457443,0,0,0,0,0,0,0,0,null,0,0,null,0,0]
[670,0,67.553608066457443,0,0,0,0,0,0,0,0,null,0,0,null,0,0]
[671,0,67.553608066457443,0,0,0,0,0,0,0,0,null,0,0,null,0,0]
[672,0,67.553608066457443,0,0,0,0,0,0,0,0,{"$f":"SUM(K742:K765)","v":0},0,0,null,0,0]
[673,0,67.553608066457443,0,0,0,0,0,0,0,0,null,0,0,null,0,0]
[674,0,67.553608066457443,0,0,0,0,0,0,0,0,null,0,0,null,0,0]
[675,0,67.553608066457443,0,0,0,0,0,0,0,0,null,0,0,null,0,0]
[676,0,67.553608066457443,0,0,0,0,0,0,0,0,null,0,0,null,0,0]
[677,0,67.553608066457443,0,0,0,0,0,0,0,0,null,0,0,null,0,0]
[678,0,67.553608066457443,0,0,0,0,0,0,0,0,null,0,0,null,0,0]
[679,0,67.553608066457443,0,0,0,0,0,0,0,0,null,0,0,null,0,0]
[680,0,67.553608066457443,0,0,0,0,0,0,0,0,null,0,0,null,0,0]
[681,0.110344788955273,67.663952855412717,0,0,9.8239990087108806E-2,0,0,0,0,0,null,0,0,null,0,0]
[682,0.45517225444050102,68.119125109853215,0,0,0.110344788955274,0,0,0,0,0,null,0,0,null,0,0]
[683,0.303448169627001,68.422573279480218,0,0,0.45517225444050102,0,0,0,0,0,null,0,0,null,0,0]
[684,0.57931014201518405,69.001883421495407,0,0,0.303448169627001,0,0,0,0,0,null,0,0,null,0,0]
[685,0.386206761343456,69.388090182838866,0,0,0.57931014201518305,0,0,0,0,0,null,0,0,null,0,0]
[686,0.49655155029872899,69.884641733137599,0,0,0.386206761343456,0,0,0,0,0,null,0,0,null,0,0]
[687,0.1517240848135,70.036365817951094,0,0,0.49655155029872899,0,0,0,0,0,null,0,0,null,0,0]
[688,0,70.036365817951094,0,0,0,0,0,0,0,0,null,0,0,null,0,0]
[689,0,70.036365817951094,0,0,0,0,0,0,0,0,null,0,0,null,0,0]
[690,0,70.036365817951094,0,0,0,0,0,0,0,0,null,0,0,null,0,0]
[691,0,70.036365817951094,0,0,0,0,0,0,0,0,null,0,0,null,0,0]
[692,0,70.036365817951094,0,0,0,0,0,0,0,0,null,0,0,null,0,0]
[693,0,70.036365817951094,0,0,0,0,0,0,0,0,null,0,0,null,0,0]
[694,0,70.036365817951094,0,0,0,0,0,0,0,0,null,0,0,null,0,0]
[695,0,70.036365817951094,0,0,0,0,0,0,0,0,null,0,0,null,0,0]
[696,0,70.036365817951094,0,0,0,0,0,0,0,0,{"$f":"SUM(K766:K789)","v":0},0,0,null,0,0]
[697,0,70.036365817951094,0,0,0,0,0,0,0,0,null,0,0,null,0,0]
[698,0,70.036365817951094,0,0,0,0,0,0,0,0,null,0,0,null,0,0]
[699,0,70.036365817951094,0,0,0,0,0,0,0,0,null,0,0,null,0,0]
[700,0,70.036365817951094,0,0,0,0,0,0,0,0,null,0,0,null,0,0]
[701,0,70.036365817951094,0,0,0,0,0,0,0,0,null,0,0,null,0,0]
[702,0,70.036365817951094,0,0,0,0,0,0,0,0,null,0,0,null,0,0]
[703,0,70.036365817951094,0,0,0,0,0,0,0,0,null,0,0,null,0,0]
[704,0,70.036365817951094,0,0,0,0,0,0,0,0,null,0,0,null,0,0]
[705,0.21570712182728899,70.252072939778387,0,0,0.1517240848135,0,0,0,0,0,null,0,0,null,0,{"$f":"IF(P798<$D$7, P798,$D$7)","v":0}]
[706,0.40830276631594098,70.660375706094328,{"$f":"IF($I$5<C799,$I$5,0)","v":0},0,0.21570712182728999,0,0,0,0,{"$f":"SUM(G799:J799)","v":0},null,0,{"$f":"IF(M799<$Q$88,M799,$Q$88)","v":0},null,0,0]
[{"$f":"A799+1","v":707},0.43141424365457898,{"$f":"IF(C799+B800-D799>=0,C799+B800-D799,0)","v":71.0917899497489},0,{"$f":"IF(E799+D800-F799>=0,E799+D800-F799,0)","v":0},0.40830276631593998,0,0,0,0,0,null,{"$f":"IF(M799+K800-N799>=0,M799+K800-N799,0)","v":0},0,null,{"$f":"IF(P799+N800-Q799>0,P799+N800-Q799,0)","v":0},0]
[708,0.83201318419097303,71.92380313393987,0,0,0.43141424365457798,0,0,0,0,0,null,0,0,null,0,0]
[709,0.68564049437959795,72.609443628319468,0,0,0.83201318419097403,0,0,0,0,0,null,0,0,null,0,0]
[710,0.62400988814323,73.233453516462703,0,0,0.68564049437959795,0,0,0,0,0,null,0,0,null,0,0]
[711,0.32356068274093402,73.557014199203635,0,0,0.62400988814323,0,0,0,0,0,null,0,0,null,0,0]
[712,2.3111477338638099E-2,73.580125676542281,0,0,0.32356068274093402,0,0,0,0,0,null,0,0,null,0,0]
[713,0,73.580125676542281,0,0,0,0,0,0,0,0,null,0,0,null,0,0]
[714,0,73.580125676542281,0,0,0,0,0,0,0,0,null,0,0,null,0,0]
[715,0,73.580125676542281,0,0,0,0,0,0,0,0,null,0,0,null,0,0]
[716,0,73.580125676542281,0,0,0,0,0,0,0,0,null,0,0,null,0,0]
[717,0,73.580125676542281,0,0,0,0,0,0,0,0,null,0,0,null,0,0]
[718,0,73.580125676542281,0,0,0,0,0,0,0,0,null,0,0,null,0,0]
[719,0,73.580125676542281,0,0,0,0,0,0,0,0,null,0,0,null,0,0]
[720,0,73.580125676542281,0,0,0,0,0,0,0,0,{"$f":"SUM(K790:K813)","v":0},0,0,null,0,0]
[721,0,73.580125676542281,0,0,0,0,0,0,0,0,null,0,0,null,0,0]
[722,0,73.580125676542281,0,0,0,0,0,0,0,0,null,0,0,null,0,0]
[723,0,73.580125676542281,0,0,0,0,0,0,0,0,null,0,0,null,0,0]
[724,0,73.580125676542281,0,0,0,0,0,0,0,0,null,0,0,null,0,0]
[725,0,73.580125676542281,0,0,0,0,0,0,0,0,null,0,0,null,0,0]
[726,0,73.580125676542281,0,0,0,0,0,0,0,0,null,0,0,null,0,0]
[727,0,73.580125676542281,0,0,0,0,0,0,0,0,null,0,0,null,0,0]
[728,0,73.580125676542281,0,0,0,0,0,0,0,0,null,0,0,null,0,0]
[729,4.7577415049720698E-2,73.627703091591997,0,0,2.31114773386378E-2,0,0,0,0,0,null,0,0,null,0,0]
[730,6.3436553399627602E-2,73.691139644991623,0,0,4.75774150497211E-2,0,0,0,0,0,null,0,0,null,0,0]
[731,0.48370371967216103,74.174843364663786,0,0,6.3436553399628198E-2,0,0,0,0,0,null,0,0,null,0,0]
[732,0.92775959346955394,75.102602958133346,0,0,0.48370371967216003,0,0,0.33333333333333298,0,0.33333333333333298,null,0.33333333333333298,0.33333333333333298,null,0.33333333333333298,0.33333333333333298]
[733,0.76916820997048496,75.871771168103834,0,0,0.59442626013622002,0,0,0.21,0,0.21,null,0.21000000000000002,0.21000000000000002,null,0.21000000000000002,0.21000000000000002]
[734,0.90397088594469399,76.775742054048521,0,0,0.559168209970485,0,0,0,0,0,null,0,0,null,0,0]
[735,0.26167578277346398,77.037417836821987,0,0,0.90397088594469399,0,0,0,0,0,null,0,0,null,0,0]
[736,2.3788707524860401E-2,77.061206544346845,0,0,0.26167578277346398,0,0,0,0,0,null,0,0,null,0,0]
[737,0,77.061206544346845,0,0,0,0,0,0,0,0,null,0,0,null,0,0]
[738,0,77.061206544346845,0,0,0,0,0,0,0,0,null,0,0,null,0,0]
[739,0,77.061206544346845,0,0,0,0,0,0,0,0,null,0,0,null,0,0]
[740,0,77.061206544346845,0,0,0,0,0,0,0,0,null,0,0,null,0,0]
[741,0,77.061206544346845,0,0,0,0,0,0,0,0,null,0,0,null,0,0]
[742,0,77.061206544346845,0,0,0,0,0,0,0,0,null,0,0,null,0,0]
[743,0,77.061206544346845,0,0,0,0,0,0,0,0,null,0,0,null,0,0]
[744,0,77.061206544346845,0,0,0,0,0,0,0,0,{"$f":"SUM(K814:K837)","v":0.543333333333333},0,0,null,0,0]
[745,0,77.061206544346845,0,0,0,0,0,0,0,0,null,0,0,null,0,0]
[746,0,77.061206544346845,0,0,0,0,0,0,0,0,null,0,0,null,0,0]
[747,0,77.061206544346845,0,0,0,0,0,0,0,0,null,0,0,null,0,0]
[748,0,77.061206544346845,0,0,0,0,0,0,0,0,null,0,0,null,0,0]
[749,0,77.061206544346845,0,0,0,0,0,0,0,0,null,0,0,null,0,0]
[750,0,77.061206544346845,0,0,0,0,0,0,0,0,null,0,0,null,0,0]
[751,0,77.061206544346845,0,0,0,0,0,0,0,0,null,0,0,null,0,0]
[752,0,77.061206544346845,0,0,0,0,0,0,0,0,null,0,0,null,0,0]
[753,0.12843391856949399,77.189640462916344,0,0,2.3788707524859599E-2,0,0,0,0,0,null,0,0,null,0,0]
[754,0.54584415392034802,77.735484616836686,0,0,0.12843391856949499,0,0,0,0,0,null,0,0,null,0,0]
[755,0.788951214069747,78.524435830906427,0,0,0.54584415392034702,0,0,0,0,0,null,0,0,null,0,0]
[756,0.788951214069747,79.313387044976167,0,0,0.788951214069748,0,0,0,0,0,null,0,0,null,0,0]
[757,0.88068972733367101,80.194076772309842,0,0,0.788951214069747,0,0,0,0,0,null,0,0,null,0,0]
[758,0.61006111320509504,80.804137885514933,0,0,0.88068972733367101,0,0,0,0,0,null,0,0,null,0,0]
[759,0.22934628315981001,81.033484168674747,0,0,0.61006111320509404,0,0,0,0,0,null,0,0,null,0,0]
[760,3.6695405305569598E-2,81.070179573980312,0,0,0.22934628315981101,0,0,0,0,0,null,0,0,null,0,0]
[761,0,81.070179573980312,0,0,0,0,0,0,0,0,null,0,0,null,0,0]
[762,0,81.070179573980312,0,0,0,0,0,0,0,0,null,0,0,null,0,0]
[763,0,81.070179573980312,0,0,0,0,0,0,0,0,null,0,0,null,0,0]
[764,0,81.070179573980312,0,0,0,0,0,0,0,0,null,0,0,null,0,0]
[765,0,81.070179573980312,0,0,0,0,0,0,0,0,null,0,0,null,0,0]
[766,0,81.070179573980312,0,0,0,0,0,0,0,0,null,0,0,null,0,0]
[767,0,81.070179573980312,0,0,0,0,0,0,0,0,null,0,0,null,0,0]
[768,0,81.070179573980312,0,0,0,0,0,0,0,0,{"$f":"SUM(K838:K861)","v":0},0,0,null,0,0]
[769,0,81.070179573980312,0,0,0,0,0,0,0,0,null,0,0,null,0,{"$f":"IF(P862<$D$7, P862,$D$7)","v":0}]
[770,0,81.070179573980312,{"$f":"IF($I$5<C863,$I$5,0)","v":0},0,0,0,0,0,0,{"$f":"SUM(G863:J863)","v":0},null,0,{"$f":"IF(M863<$Q$88,M863,$Q$88)","v":0},null,0,0]
[{"$f":"A863+1","v":771},0,{"$f":"IF(C863+B864-D863>=0,C863+B864-D863,0)","v":81.070179573980312},0,{"$f":"IF(E863+D864-F863>=0,E863+D864-F863,0)","v":0},0,0,0,0,0,0,null,{"$f":"IF(M863+K864-N863>=0,M863+K864-N863,0)","v":0},0,null,{"$f":"IF(P863+N864-Q863>0,P863+N864-Q863,0)","v":0},0]
[772,0,81.070179573980312,0,0,0,0,0,0,0,0,null,0,0,null,0,0]
[773,0,81.070179573980312,0,0,0,0,0,0,0,0,null,0,0,null,0,0]
[774,0,81.070179573980312,0,0,0,0,0,0,0,0,null,0,0,null,0,0]
[775,0,81.070179573980312,0,0,0,0,0,0,0,0,null,0,0,null,0,0]
[776,0,81.070179573980312,0,0,0,0,0,0,0,0,null,0,0,null,0,0]
[777,0.24637215350699301,81.316551727487308,0,0,3.6695405305569299E-2,0,0,0,0,0,null,0,0,null,0,0]
[778,0.219975137059815,81.536526864547128,0,0,0.24637215350699301,0,0,0,0,0,null,0,0,null,0,0]
[779,0.45314878234321998,81.989675646890348,0,0,0.219975137059816,0,0,0,0,0,null,0,0,null,0,0]
[780,0.96349110032199103,82.953166747212336,0,0,0.45314878234321898,0,0,0,0,0,null,0,0,null,0,0]
[781,1.13507170722865,84.088238454440983,0,0,0.96349110032199103,0,0,0,0,0,null,0,0,null,0,0]
[782,0.92829507839242098,85.016533532833407,0,0,1.13507170722865,0,0,0,0,0,null,0,0,null,0,0]
[783,0.53673933442595001,85.553272867259352,0,0,0.92829507839242098,0,0,0,0,0,null,0,0,null,0,0]
[784,9.6789060306318703E-2,85.650061927565673,0,0,0.53673933442595001,0,0,0,0,0,null,0,0,null,0,0]
[785,0,85.650061927565673,0,0,0,0,0,0,0,0,null,0,0,null,0,0]
[786,0,85.650061927565673,0,0,0,0,0,0,0,0,null,0,0,null,0,0]
[787,0,85.650061927565673,0,0,0,0,0,0,0,0,null,0,0,null,0,0]
[788,0,85.650061927565673,0,0,0,0,0,0,0,0,null,0,0,null,0,0]
[789,0,85.650061927565673,0,0,0,0,0,0,0,0,null,0,0,null,0,0]
[790,0,85.650061927565673,0,0,0,0,0,0,0,0,null,0,0,null,0,0]
[791,0,85.650061927565673,0,0,0,0,0,0,0,0,null,0,0,null,0,0]
[792,0,85.650061927565673,0,0,0,0,0,0,0,0,{"$f":"SUM(K862:K885)","v":0},0,0,null,0,0]
[793,0,85.650061927565673,0,0,0,0,0,0,0,0,null,0,0,null,0,0]
[794,0,85.650061927565673,0,0,0,0,0,0,0,0,null,0,0,null,0,0]
[795,0,85.650061927565673,0,0,0,0,0,0,0,0,null,0,0,null,0,0]
[796,0,85.650061927565673,0,0,0,0,0,0,0,0,null,0,0,null,0,0]
[797,0,85.650061927565673,0,0,0,0,0,0,0,0,null,0,0,null,0,0]
[798,0,85.650061927565673,0,0,0,0,0,0,0,0,null,0,0,null,0,0]
[799,0,85.650061927565673,0,0,0,0,0,0,0,0,null,0,0,null,0,0]
[800,0,85.650061927565673,0,0,0,0,0,0,0,0,null,0,0,null,0,0]
[801,0.26365544218557702,85.913717369751254,0,0,9.6789060306318397E-2,0,0,0,0,0,null,0,0,null,0,0]
[802,0.37858217339467498,86.29229954314593,0,0,0.26365544218557702,0,0,0,0,0,null,0,0,null,0,0]
[803,0.62195642771982396,86.914255970865753,0,0,0.37858217339467498,0,0,0,0,0,null,0,0,null,0,0]
[804,1.0140593930214501,87.928315363887208,0,0,0.62195642771982296,0,0,0,0,0,null,0,0,null,0,0]
[805,0.97349701730059301,88.901812381187796,0,0,1.0140593930214501,0,0,0,0,0,null,0,0,null,0,0]
[806,0.77068513869630295,89.672497519884104,0,0,0.97349701730059301,0,0,0,0,0,null,0,0,null,0,0]
[807,0.283936630046006,89.956434149930104,0,0,0.77068513869630395,0,0,0,0,0,null,0,0,null,0,0]
[808,5.4083167627810701E-2,90.010517317557913,0,0,0.283936630046007,0,0,0,0,0,null,0,0,null,0,0]
[809,0,90.010517317557913,0,0,0,0,0,0,0,0,null,0,0,null,0,0]
[810,0,90.010517317557913,0,0,0,0,0,0,0,0,null,0,0,null,0,0]
[811,0,90.010517317557913,0,0,0,0,0,0,0,0,null,0,0,null,0,0]
[812,0,90.010517317557913,0,0,0,0,0,0,0,0,null,0,0,null,0,0]
[813,0,90.010517317557913,0,0,0,0,0,0,0,0,null,0,0,null,0,0]
[814,0,90.010517317557913,0,0,0,0,0,0,0,0,null,0,0,null,0,0]
[815,0,90.010517317557913,0,0,0,0,0,0,0,0,null,0,0,null,0,0]
[816,0,90.010517317557913,0,0,0,0,0,0,0,0,{"$f":"SUM(K886:K909)","v":0},0,0,null,0,0]
[817,0,90.010517317557913,0,0,0,0,0,0,0,0,null,0,0,null,0,0]
[818,0,90.010517317557913,0,0,0,0,0,0,0,0,null,0,0,null,0,0]
[819,0,90.010517317557913,0,0,0,0,0,0,0,0,null,0,0,null,0,0]
[820,0,90.010517317557913,0,0,0,0,0,0,0,0,null,0,0,null,0,0]
[821,0,90.010517317557913,0,0,0,0,0,0,0,0,null,0,0,null,0,0]
[822,0,90.010517317557913,0,0,0,0,0,0,0,0,null,0,0,null,0,0]
[823,0,90.010517317557913,0,0,0,0,0,0,0,0,null,0,0,null,0,0]
[824,0,90.010517317557913,0,0,0,0,0,0,0,0,null,0,0,null,0,0]
[825,0.21098050714989799,90.221497824707811,0,0,5.408316762781E-2,0,0,0,0,0,null,0,0,null,0,0]
[826,0.60762386059170503,90.829121685299512,0,0,0.21098050714989799,0,0,0,0,0,null,0,0,null,0,0]
[827,0.93675345174554503,91.765875137045057,0,0,0.60762386059170503,0,0,0,0,0,null,0,0,null,0,0]
[828,1.1013182473224701,92.867193384367525,0,0,0.93675345174554403,0,0,0,0,0,null,0,0,null,0,0]
[829,1.06756136617848,93.934754750546006,0,0,1.1013182473224701,0,0,0.33333333333333298,0,0.33333333333333298,null,0.33333333333333298,0.33333333333333298,null,0.33333333333333298,0.33333333333333298]
[830,0.79750631702661301,94.732261067572622,0,0,0.73422803284514904,0,0,0.21,0,0.21,null,0.21000000000000002,0.21000000000000002,null,0.21000000000000002,0.21000000000000002]
[831,0.49369438673075999,95.225955454303389,0,0,0.58750631702661205,0,0,0,0,0,null,0,0,null,0,0]
[832,7.1733372430965198E-2,95.297688826734358,0,0,0.49369438673076099,0,0,0,0,0,null,0,0,null,0,0]
[833,0,95.297688826734358,0,0,0,0,0,0,0,0,null,0,0,null,0,{"$f":"IF(P926<$D$7, P926,$D$7)","v":0}]
[834,0,95.297688826734358,{"$f":"IF($I$5<C927,$I$5,0)","v":0},0,0,0,0,0,0,{"$f":"SUM(G927:J927)","v":0},null,0,{"$f":"IF(M927<$Q$88,M927,$Q$88)","v":0},null,0,0]
[{"$f":"A927+1","v":835},0,{"$f":"IF(C927+B928-D927>=0,C927+B928-D927,0)","v":95.297688826734358},0,{"$f":"IF(E927+D928-F927>=0,E927+D928-F927,0)","v":0},0,0,0,0,0,0,null,{"$f":"IF(M927+K928-N927>=0,M927+K928-N927,0)","v":0},0,null,{"$f":"IF(P927+N928-Q927>0,P927+N928-Q927,0)","v":0},0]
[836,0,95.297688826734358,0,0,0,0,0,0,0,0,null,0,0,null,0,0]
[837,0,95.297688826734358,0,0,0,0,0,0,0,0,null,0,0,null,0,0]
[838,0,95.297688826734358,0,0,0,0,0,0,0,0,null,0,0,null,0,0]
[839,0,95.297688826734358,0,0,0,0,0,0,0,0,null,0,0,null,0,0]
[840,0,95.297688826734358,0,0,0,0,0,0,0,0,{"$f":"SUM(K910:K933)","v":0.543333333333333},0,0,null,0,0]
[841,0,95.297688826734358,0,0,0,0,0,0,0,0,null,0,0,null,0,0]
[842,0,95.297688826734358,0,0,0,0,0,0,0,0,null,0,0,null,0,0]
[843,0,95.297688826734358,0,0,0,0,0,0,0,0,null,0,0,null,0,0]
[844,0,95.297688826734358,0,0,0,0,0,0,0,0,null,0,0,null,0,0]
[845,0,95.297688826734358,0,0,0,0,0,0,0,0,null,0,0,null,0,0]
[846,0,95.297688826734358,0,0,0,0,0,0,0,0,null,0,0,null,0,0]
[847,0,95.297688826734358,0,0,0,0,0,0,0,0,null,0,0,null,0,0]
[848,0,95.297688826734358,0,0,0,0,0,0,0,0,null,0,0,null,0,0]
[849,7.8288479865669405E-2,95.375977306600021,0,0,7.17333724309656E-2,0,0,0,0,0,null,0,0,null,0,0]
[850,0.26282561097760498,95.638802917577621,0,0,7.8288479865670002E-2,0,0,0,0,0,null,0,0,null,0,0]
[851,0.514467153402971,96.153270070980597,0,0,0.26282561097760399,0,0,0,0,0,null,0,0,null,0,0]
[852,0.77729276438057504,96.930562835361172,0,0,0.51446715340297,0,0,0,0,0,null,0,0,null,0,0]
[853,1.2134714379178799,98.144034273279047,0,0,0.77729276438057604,0,0,0,0,0,null,0,0,null,0,0]
[854,1.0121582039775801,99.156192477256624,0,0,1.2134714379178799,0,0,0,0,0,null,0,0,null,0,0]
[855,0.57597953044028205,99.732172007696903,0,0,1.0121582039775801,0,0,0,0,0,null,{"$f":"IF(M947+K948-N947>=0,M947+K948-N947,0)","v":0},0,null,0,0]
[856,0.10624865124626599,99.838420658943164,0,0,0.57597953044028205,0,0,0,0,0,null,0,0,null,0,0]
[857,0,99.838420658943164,0,0,0,0,0,0,0,0,null,0,0,null,0,0]
[858,0,99.838420658943164,0,0,0,0,0,0,0,0,null,0,0,null,0,0]
[859,0,99.838420658943164,0,0,0,0,0,0,0,0,null,0,0,null,0,0]
[860,0,99.838420658943164,0,0,0,0,0,0,0,0,null,0,0,null,0,0]
[861,0,99.838420658943164,0,0,0,0,0,0,0,0,null,0,0,null,0,0]
[862,0,99.838420658943164,0,0,0,0,0,0,0,0,null,0,0,null,0,0]
[863,0,99.838420658943164,0,0,0,0,0,0,0,0,null,0,0,null,0,0]
[864,0,99.838420658943164,0,0,0,0,0,0,0,0,{"$f":"SUM(K934:K957)","v":0},0,0,null,0,0]
[865,0,99.838420658943164,0,0,0,0,0,0,0,0,null,0,0,null,0,0]
[866,0,99.838420658943164,0,0,0,0,0,0,0,0,null,0,0,null,0,0]
[867,0,99.838420658943164,0,0,0,0,0,0,0,0,null,0,0,null,0,0]
[868,0,99.838420658943164,0,0,0,0,0,0,0,0,null,0,0,null,0,0]
[869,0,99.838420658943164,0,0,0,0,0,0,0,0,null,0,0,null,0,0]
[870,0,99.838420658943164,0,0,0,0,0,0,0,0,null,0,0,null,0,0]
[871,0,99.838420658943164,0,0,0,0,0,0,0,0,null,0,0,null,0,0]
[872,1.10571137505555E-2,99.849477772693717,0,0,0.10624865124626599,0,0,0,0,0,null,0,0,null,0,0]
[873,0.398056095019997,100.24753386771371,0,0,1.10571137505557E-2,0,0,0,0,0,null,0,0,null,0,0]
[874,0.85876916795980895,101.10630303567352,0,0,0.398056095019997,0,0,0,0,0,null,0,0,null,0,0]
[875,1.0025116467170301,102.10881468239054,0,0,0.85876916795980895,0,0,0,0,0,null,0,0,null,0,0]
[876,0.97302601004888201,103.08184069243943,0,0,1.0025116467170301,0,0,0,0,0,null,0,0,null,0,0]
[877,0.72608380295314301,103.80792449539257,0,0,0.97302601004888001,0,0,0,0,0,null,0,0,null,0,0]
[878,0.62288407461462503,104.4308085700072,0,0,0.72608380295314401,0,0,0,0,0,null,0,0,null,0,0]
[879,0.36857045835184898,104.79937902835906,0,0,0.62288407461462403,0,0,0,0,0,null,0,0,null,0,0]
[880,6.2656977919814394E-2,104.86203600627887,0,0,0.36857045835184898,0,0,0,0,0,null,0,0,null,0,0]
[881,0,104.86203600627887,0,0,0,0,0,0,0,0,null,0,0,null,0,0]
[882,0,104.86203600627887,0,0,0,0,0,0,0,0,null,0,0,null,0,0]
[883,0,104.86203600627887,0,0,0,0,0,0,0,0,null,0,0,null,0,0]
[884,0,104.86203600627887,0,0,0,0,0,0,0,0,null,0,0,null,0,0]
[885,0,104.86203600627887,0,0,0,0,0,0,0,0,null,0,0,null,0,0]
[886,0,104.86203600627887,0,0,0,0,0,0,0,0,null,0,0,null,0,0]
[887,0,104.86203600627887,0,0,0,0,0,0,0,0,null,0,0,null,0,0]
[888,0,104.86203600627887,0,0,0,0,0,0,0,0,{"$f":"SUM(K958:K981)","v":0},0,0,null,0,0]
[889,0,104.86203600627887,0,0,0,0,0,0,0,0,null,0,0,null,0,0]
[890,0,104.86203600627887,0,0,0,0,0,0,0,0,null,0,0,null,0,0]
[891,0,104.86203600627887,0,0,0,0,0,0,0,0,null,0,0,null,0,0]
[892,0,104.86203600627887,0,0,0,0,0,0,0,0,null,0,0,null,0,0]
[893,0,104.86203600627887,0,0,0,0,0,0,0,0,null,0,0,null,0,0]
[894,0,104.86203600627887,0,0,0,0,0,0,0,0,null,0,0,null,0,0]
[895,0,104.86203600627887,0,0,0,0,0,0,0,0,null,0,0,null,0,0]
[896,0,104.86203600627887,0,0,0,0,0,0,0,0,null,0,0,null,0,0]
[897,3.9504665650101398E-2,104.90154067192897,0,0,6.2656977919813603E-2,0,0,0,0,0,null,0,0,null,0,{"$f":"IF(P990<$D$7, P990,$D$7)","v":0}]
[898,0.138266329775355,105.03980700170432,{"$f":"IF($I$5<C991,$I$5,0)","v":0},0,3.95046656501013E-2,0,0,0,0,{"$f":"SUM(G991:J991)","v":0},null,0,{"$f":"IF(M991<$Q$88,M991,$Q$88)","v":0},null,0,0]
[{"$f":"A991+1","v":899},0.70120781528929998,{"$f":"IF(C991+B992-D991>=0,C991+B992-D991,0)","v":105.74101481699361},0,{"$f":"IF(E991+D992-F991>=0,E991+D992-F991,0)","v":0},0.138266329775355,0,0,0,0,0,null,{"$f":"IF(M991+K992-N991>=0,M991+K992-N991,0)","v":0},0,null,{"$f":"IF(P991+N992-Q991>0,P991+N992-Q991,0)","v":0},0]
[900,0.98761664125253501,106.72863145824614,0,0,0.70120781528929899,0,0,0,0,0,null,0,0,null,0,0]
[901,1.1258829710278899,107.85451442927403,0,0,0.98761664125253401,0,0,0,0,0,null,0,0,null,0,0]
[902,0.84935031147717999,108.70386474075121,0,0,1.1258829710278899,0,0,0,0,0,null,0,0,null,0,0]
[903,0.35554199085091298,109.05940673160212,0,0,0.84935031147718099,0,0,0,0,0,null,0,0,null,0,0]
[904,8.3947414506465506E-2,109.14335414610859,0,0,0.35554199085091298,0,0,0,0,0,null,0,0,null,0,0]
[905,0,109.14335414610859,0,0,0,0,0,0,0,0,null,0,0,null,0,0]
[906,0,109.14335414610859,0,0,0,0,0,0,0,0,null,0,0,null,0,0]
[907,0,109.14335414610859,0,0,0,0,0,0,0,0,null,0,0,null,0,0]
[908,0,109.14335414610859,0,0,0,0,0,0,0,0,null,0,0,null,0,0]
[909,0,109.14335414610859,0,0,0,0,0,0,0,0,null,0,0,null,0,0]
[910,0,109.14335414610859,0,0,0,0,0,0,0,0,null,0,0,null,0,0]
[911,0,109.14335414610859,0,0,0,0,0,0,0,0,null,0,0,null,0,0]
[912,0,109.14335414610859,0,0,0,0,0,0,0,0,{"$f":"SUM(K982:K1005)","v":0},0,0,null,0,0]
[913,0,109.14335414610859,0,0,0,0,0,0,0,0,null,0,0,null,0,0]
[914,0,109.14335414610859,0,0,0,0,0,0,0,0,null,0,0,null,0,0]
[915,0,109.14335414610859,0,0,0,0,0,0,0,0,null,0,0,null,0,0]
[916,0,109.14335414610859,0,0,0,0,0,0,0,0,null,0,0,null,0,0]
[917,0,109.14335414610859,0,0,0,0,0,0,0,0,null,0,0,null,0,0]
[918,0,109.14335414610859,0,0,0,0,0,0,0,0,null,0,0,null,0,0]
[919,0,109.14335414610859,0,0,0,0,0,0,0,0,null,0,0,null,0,0]
[920,0,109.14335414610859,0,0,0,0,0,0,0,0,null,0,0,null,0,0]
[921,7.2778138499389106E-2,109.21613228460798,0,0,8.3947414506465395E-2,0,0,0,0,0,null,0,0,null,0,0]
[922,0.25472348474786199,109.47085576935584,0,0,7.2778138499388204E-2,0,0,0,0,0,null,0,0,null,0,0]
[923,0.40027976174663998,109.87113553110248,0,0,0.25472348474786199,0,0,0,0,0,null,0,0,null,0,0]
[924,0.52764150412057098,110.39877703522305,0,0,0.40027976174663898,0,0,0,0,0,null,0,0,null,0,0]
[925,0.70958685036904301,111.1083638855921,0,0,0.52764150412056998,0,0,0,0,0,null,0,0,null,0,0]
[926,0.80965679080570296,111.9180206763978,0,0,0.70958685036904301,0,0,0.33333333333333298,0,0.33333333333333298,null,0.33333333333333298,0.33333333333333298,null,0.33333333333333298,0.33333333333333298]
[927,0.20013988087331999,112.11816055727112,0,0,0.47632345747236998,0,0,0.21,0,0.21,null,0.21000000000000002,0.21000000000000002,null,0.21000000000000002,0.21000000000000002]
[928,0,112.11816055727112,0,0,0,0,0,0,0,0,null,0,0,null,0,0]
[929,0,112.11816055727112,0,0,0,0,0,0,0,0,null,0,0,null,0,0]
[930,0,112.11816055727112,0,0,0,0,0,0,0,0,null,0,0,null,0,0]
[931,0,112.11816055727112,0,0,0,0,0,0,0,0,null,0,0,null,0,0]
[932,0,112.11816055727112,0,0,0,0,0,0,0,0,null,0,0,null,0,0]
[933,0,112.11816055727112,0,0,0,0,0,0,0,0,null,0,0,null,0,0]
[934,0,112.11816055727112,0,0,0,0,0,0,0,0,null,0,0,null,0,0]
[935,0,112.11816055727112,0,0,0,0,0,0,0,0,null,0,0,null,0,0]
[936,0,112.11816055727112,0,0,0,0,0,0,0,0,{"$f":"SUM(K1006:K1029)","v":0.543333333333333},0,0,null,0,0]
[937,0,112.11816055727112,0,0,0,0,0,0,0,0,null,0,0,null,0,0]
[938,0,112.11816055727112,0,0,0,0,0,0,0,0,null,0,0,null,0,0]
[939,0,112.11816055727112,0,0,0,0,0,0,0,0,null,0,0,null,0,0]
[940,0,112.11816055727112,0,0,0,0,0,0,0,0,null,0,0,null,0,0]
[941,0,112.11816055727112,0,0,0,0,0,0,0,0,null,0,0,null,0,0]
[942,0,112.11816055727112,0,0,0,0,0,0,0,0,null,0,0,null,0,0]
[943,0,112.11816055727112,0,0,0,0,0,0,0,0,null,0,0,null,0,0]
[944,0,112.11816055727112,0,0,0,0,0,0,0,0,null,0,0,null,0,0]
[945,0.201461683049557,112.31962224032068,0,0,0,0,0,0,0,0,null,0,0,null,0,0]
[946,0.35975300544563699,112.67937524576632,0,0,0.191601563922875,0,0,0,0,0,null,0,0,null,0,0]
[947,0.67633565023779696,113.35571089600413,0,0,0.35975300544563699,0,0,0,0,0,null,0,0,null,0,0]
[948,0.51804432784171695,113.87375522384585,0,0,0.67633565023779696,0,0,0,0,0,null,0,0,null,0,0]
[949,0.49645914751497899,114.37021437136083,0,0,0.51804432784171695,0,0,0,0,0,null,0,0,null,0,0]
[950,0.43889866664367699,114.80911303800451,0,0,0.49645914751497899,0,0,0,0,0,null,0,0,null,0,0]
[951,0.35975300544563699,115.16886604345015,0,0,0.43889866664367699,0,0,0,0,0,null,0,0,null,0,0]
[952,4.3170360653476403E-2,115.21203640410363,0,0,0.35975300544563699,0,0,0,0,0,null,0,0,null,0,0]
[953,0,115.21203640410363,0,0,0,0,0,0,0,0,null,0,0,null,0,0]
[954,0,115.21203640410363,0,0,0,0,0,0,0,0,null,0,0,null,0,0]
[955,0,115.21203640410363,0,0,0,0,0,0,0,0,null,0,0,null,0,0]
[956,0,115.21203640410363,0,0,0,0,0,0,0,0,null,0,0,null,0,0]
[957,0,115.21203640410363,0,0,0,0,0,0,0,0,null,0,0,null,0,0]
[958,0,115.21203640410363,0,0,0,0,0,0,0,0,null,0,0,null,0,0]
[959,0,115.21203640410363,0,0,0,0,0,0,0,0,null,0,0,null,0,0]
[960,0,115.21203640410363,0,0,0,0,0,0,0,0,{"$f":"SUM(K1030:K1053)","v":0},0,0,null,0,0]
[961,0,115.21203640410363,0,0,0,0,0,0,0,0,null,0,0,null,0,{"$f":"IF(P1054<$D$7, P1054,$D$7)","v":0}]
[962,0,115.21203640410363,{"$f":"IF($I$5<C1055,$I$5,0)","v":0},0,0,0,0,0,0,{"$f":"SUM(G1055:J1055)","v":0},null,0,{"$f":"IF(M1055<$Q$88,M1055,$Q$88)","v":0},null,0,0]
[{"$f":"A1055+1","v":963},0,{"$f":"IF(C1055+B1056-D1055>=0,C1055+B1056-D1055,0)","v":115.21203640410363},0,{"$f":"IF(E1055+D1056-F1055>=0,E1055+D1056-F1055,0)","v":0},0,0,0,0,0,0,null,{"$f":"IF(M1055+K1056-N1055>=0,M1055+K1056-N1055,0)","v":0},0,null,{"$f":"IF(P1055+N1056-Q1055>0,P1055+N1056-Q1055,0)","v":0},0]
[964,0,115.21203640410363,0,0,0,0,0,0,0,0,null,0,0,null,0,0]
[965,0,115.21203640410363,0,0,0,0,0,0,0,0,null,0,0,null,0,0]
[966,0,115.21203640410363,0,0,0,0,0,0,0,0,null,0,0,null,0,0]
[967,0,115.21203640410363,0,0,0,0,0,0,0,0,null,0,0,null,0,0]
[968,0,115.21203640410363,0,0,0,0,0,0,0,0,null,0,0,null,0,0]
[969,4.2601831389553098E-2,115.25463823549318,0,0,4.3170360653475501E-2,0,0,0,0,0,null,0,0,null,0,0]
[970,0.120705188937067,115.37534342443024,0,0,4.2601831389553098E-2,0,0,0,0,0,null,0,0,null,0,0]
[971,0.25561098833731899,115.63095441276757,0,0,0.120705188937067,0,0,0,0,0,null,0,0,null,0,0]
[972,1.0650457847388299,116.69600019750639,0,0,0.25561098833731899,0,0,0,0,0,null,0,0,null,0,0]
[973,1.42006104631844,118.11606124382483,0,0,1.0650457847388299,0,0,0,0,0,null,0,0,null,0,0]
[974,0.475720450516677,118.59178169434151,0,0,1.42006104631844,0,0,0,0,0,null,0,0,null,0,0]
[975,7.8103357547514102E-2,118.66988505188903,0,0,0.475720450516677,0,0,0,0,0,null,0,0,null,0,0]
[976,0,118.66988505188903,0,0,0,0,0,0,0,0,null,0,0,null,0,0]
[977,0,118.66988505188903,0,0,0,0,0,0,0,0,null,0,0,null,0,0]
[978,0,118.66988505188903,0,0,0,0,0,0,0,0,null,0,0,null,0,0]
[979,0,118.66988505188903,0,0,0,0,0,0,0,0,null,0,0,null,0,0]
[980,0,118.66988505188903,0,0,0,0,0,0,0,0,null,0,0,null,0,0]
[981,0,118.66988505188903,0,0,0,0,0,0,0,0,null,0,0,null,0,0]
[982,0,118.66988505188903,0,0,0,0,0,0,0,0,null,0,0,null,0,0]
[983,0,118.66988505188903,0,0,0,0,0,0,0,0,null,0,0,null,0,0]
[984,0,118.66988505188903,0,0,0,0,0,0,0,0,{"$f":"SUM(K1054:K1077)","v":0},0,0,null,0,0]
[985,0,118.66988505188903,0,0,0,0,0,0,0,0,null,0,0,null,0,0]
[986,0,118.66988505188903,0,0,0,0,0,0,0,0,null,0,0,null,0,0]
[987,0,118.66988505188903,0,0,0,0,0,0,0,0,null,0,0,null,0,0]
[988,0,118.66988505188903,0,0,0,0,0,0,0,0,null,0,0,null,0,0]
[989,0,118.66988505188903,0,0,0,0,0,0,0,0,null,0,0,null,0,0]
[990,0,118.66988505188903,0,0,0,0,0,0,0,0,null,0,0,null,0,0]
[991,0,118.66988505188903,0,0,0,0,0,0,0,0,null,0,0,null,0,0]
[992,1.20119192377987E-2,118.68189697112682,0,0,7.8103357547514601E-2,0,0,0,0,0,null,0,0,null,0,0]
[993,0.18818673472551301,118.87008370585234,0,0,1.20119192377986E-2,0,0,0,0,0,null,0,0,null,0,0]
[994,0.54454033878020902,119.41462404463255,0,0,0.18818673472551301,0,0,0,0,0,null,0,0,null,0,0]
[995,0.82481845432884604,120.2394424989614,0,0,0.54454033878020902,0,0,0,0,0,null,0,0,null,0,0]
[996,0.98898135057876202,121.22842384954016,0,0,0.82481845432884704,0,0,0,0,0,null,0,0,null,0,0]
[997,0.58858404265213804,121.81700789219231,0,0,0.98898135057876202,0,0,0,0,0,null,0,0,null,0,0]
[998,0.48848471567048202,122.30549260786279,0,0,0.58858404265213804,0,0,0,0,0,null,0,0,null,0,0]
[999,0.45645293103635198,122.76194553889914,0,0,0.48848471567048202,0,0,0,0,0,null,0,0,null,0,0]
[1000,0.14414303085358501,122.90608856975273,0,0,0.45645293103635198,0,0,0,0,0,null,0,0,null,0,0]
[1001,0,122.90608856975273,0,0,0,0,0,0,0,0,null,0,0,null,0,0]
[1002,0,122.90608856975273,0,0,0,0,0,0,0,0,null,0,0,null,0,0]
[1003,0,122.90608856975273,0,0,0,0,0,0,0,0,null,0,0,null,0,0]
[1004,0,122.90608856975273,0,0,0,0,0,0,0,0,null,0,0,null,0,0]
[1005,0,122.90608856975273,0,0,0,0,0,0,0,0,null,0,0,null,0,0]
[1006,0,122.90608856975273,0,0,0,0,0,0,0,0,null,0,0,null,0,0]
[1007,0,122.90608856975273,0,0,0,0,0,0,0,0,null,0,0,null,0,0]
[1008,0,122.90608856975273,0,0,0,0,0,0,0,0,{"$f":"SUM(K1078:K1101)","v":0},0,0,null,0,0]
[1009,0,122.90608856975273,0,0,0,0,0,0,0,0,null,0,0,null,0,0]
[1010,0,122.90608856975273,0,0,0,0,0,0,0,0,null,0,0,null,0,0]
[1011,0,122.90608856975273,0,0,0,0,0,0,0,0,null,0,0,null,0,0]
[1012,0,122.90608856975273,0,0,0,0,0,0,0,0,null,0,0,null,0,0]
[1013,0,122.90608856975273,0,0,0,0,0,0,0,0,null,0,0,null,0,0]
[1014,0,122.90608856975273,0,0,0,0,0,0,0,0,null,0,0,null,0,0]
[1015,0,122.90608856975273,0,0,0,0,0,0,0,0,null,0,0,null,0,0]
[1016,0,122.90608856975273,0,0,0,0,0,0,0,0,null,0,0,null,0,0]
[1017,0.10853604574001301,123.01462461549274,0,0,0.14414303085358399,0,0,0,0,0,null,0,0,null,0,0]
[1018,0.24899445787414801,123.26361907336688,0,0,0.10853604574001401,0,0,0,0,0,null,0,0,null,0,0]
[1019,0.408606289844755,123.67222536321164,0,0,0.24899445787414801,0,0,0,0,0,null,0,0,null,0,0]
[1020,0.65760074771890298,124.32982611093054,0,0,0.408606289844755,0,0,0,0,0,null,0,0,null,0,0]
[1021,1.07897598412131,125.40880209505185,0,0,0.65760074771890298,0,0,0,0,0,null,0,0,null,0,0]
[1022,0.95767099182364501,126.3664730868755,0,0,1.07897598412131,0,0,0,0,0,null,0,0,null,0,0]
[1023,0.67675416755537599,127.04322725443087,0,0,0.95767099182364501,0,0,0,0,0,null,0,0,null,0,0]
[1024,0.19791867164355301,127.24114592607442,0,0,0.67675416755537499,0,0,0,0,0,null,0,0,null,0,0]
[1025,0,127.24114592607442,0,0,0,0,0,0,0,0,null,0,0,null,0,{"$f":"IF(P1118<$D$7, P1118,$D$7)","v":0}]
[1026,0,127.24114592607442,{"$f":"IF($I$5<C1119,$I$5,0)","v":0},0,0,0,0,0,0,{"$f":"SUM(G1119:J1119)","v":0},null,0,{"$f":"IF(M1119<$Q$88,M1119,$Q$88)","v":0},null,0,0]
[{"$f":"A1119+1","v":1027},0,{"$f":"IF(C1119+B1120-D1119>=0,C1119+B1120-D1119,0)","v":127.24114592607442},0,{"$f":"IF(E1119+D1120-F1119>=0,E1119+D1120-F1119,0)","v":0},0,0,0,0,0,0,null,{"$f":"IF(M1119+K1120-N1119>=0,M1119+K1120-N1119,0)","v":0},0,null,{"$f":"IF(P1119+N1120-Q1119>0,P1119+N1120-Q1119,0)","v":0},0]
[1028,0,127.24114592607442,0,0,0,0,0,0,0,0,null,0,0,null,0,0]
[1029,0,127.24114592607442,0,0,0,0,0,0,0,0,null,0,0,null,0,0]
[1030,0,127.24114592607442,0,0,0,0,0,0,0,0,null,0,0,null,0,0]
[1031,0,127.24114592607442,0,0,0,0,0,0,0,0,null,0,0,null,0,0]
[1032,0,127.24114592607442,0,0,0,0,0,0,0,0,{"$f":"SUM(K1102:K1125)","v":0},0,0,null,0,0]
[1033,0,127.24114592607442,0,0,0,0,0,0,0,0,null,0,0,null,0,0]
[1034,0,127.24114592607442,0,0,0,0,0,0,0,0,null,0,0,null,0,0]
[1035,0,127.24114592607442,0,0,0,0,0,0,0,0,null,0,0,null,0,0]
[1036,0,127.24114592607442,0,0,0,0,0,0,0,0,null,0,0,null,0,0]
[1037,0,127.24114592607442,0,0,0,0,0,0,0,0,null,0,0,null,0,0]
[1038,0,127.24114592607442,0,0,0,0,0,0,0,0,null,0,0,null,0,0]
[1039,0,127.24114592607442,0,0,0,0,0,0,0,0,null,0,0,null,0,0]
[1040,0,127.24114592607442,0,0,0,0,0,0,0,0,null,0,0,null,0,0]
[1041,0.200386078328502,127.44153200440293,0,0,0.19791867164355301,0,0,0,0,0,null,0,0,null,0,0]
[1042,0.27195253487439502,127.71348453927733,0,0,0.200386078328502,0,0,0,0,0,null,0,0,null,0,0]
[1043,0.67272469153139902,128.38620923080873,0,0,0.27195253487439602,0,0,0,0,0,null,0,0,null,0,0]
[1044,0.62978481760386296,129.01599404841261,0,0,0.67272469153139902,0,0,0,0,0,null,0,0,null,0,0]
[1045,0.83017089593236504,129.84616494434496,0,0,0.62978481760386396,0,0,0.33333333333333298,0,0.33333333333333298,null,0.33333333333333298,0.33333333333333298,null,0.33333333333333298,0.33333333333333298]
[1046,0.67272469153139902,130.51888963587635,0,0,0.496837562599032,0,0,0.21,0,0.21,null,0.21000000000000002,0.21000000000000002,null,0.21000000000000002,0.21000000000000002]
[1047,0.24332595225603801,130.76221558813239,0,0,0.462724691531398,0,0,0,0,0,null,0,0,null,0,0]
[1048,0.11450633047343001,130.87672191860582,0,0,0.24332595225603901,0,0,0,0,0,null,0,0,null,0,0]
[1049,0,130.87672191860582,0,0,0,0,0,0,0,0,null,0,0,null,0,0]
[1050,0,130.87672191860582,0,0,0,0,0,0,0,0,null,0,0,null,0,0]
[1051,0,130.87672191860582,0,0,0,0,0,0,0,0,null,0,0,null,0,0]
[1052,0,130.87672191860582,0,0,0,0,0,0,0,0,null,0,0,null,0,0]
[1053,0,130.87672191860582,0,0,0,0,0,0,0,0,null,0,0,null,0,0]
[1054,0,130.87672191860582,0,0,0,0,0,0,0,0,null,0,0,null,0,0]
[1055,0,130.87672191860582,0,0,0,0,0,0,0,0,null,0,0,null,0,0]
[1056,0,130.87672191860582,0,0,0,0,0,0,0,0,{"$f":"SUM(K1126:K1149)","v":0.543333333333333},0,0,null,0,0]
[1057,0,130.87672191860582,0,0,0,0,0,0,0,0,null,0,0,null,0,0]
[1058,0,130.87672191860582,0,0,0,0,0,0,0,0,null,0,0,null,0,0]
[1059,0,130.87672191860582,0,0,0,0,0,0,0,0,null,0,0,null,0,0]
[1060,0,130.87672191860582,0,0,0,0,0,0,0,0,null,0,0,null,0,0]
[1061,0,130.87672191860582,0,0,0,0,0,0,0,0,null,0,0,null,0,0]
[1062,0,130.87672191860582,0,0,0,0,0,0,0,0,null,0,0,null,0,0]
[1063,0,130.87672191860582,0,0,0,0,0,0,0,0,null,0,0,null,0,0]
[1064,0,130.87672191860582,0,0,0,0,0,0,0,0,null,0,0,null,0,0]
[1065,0.28537728298773202,131.16209920159355,0,0,0.11450633047342899,0,0,0,0,0,null,0,0,null,0,0]
[1066,0.75235829151311195,131.91445749310665,0,0,0.28537728298773202,0,0,0,0,0,null,0,0,null,0,0]
[1067,1.2971694681260599,133.21162696123272,0,0,0.75235829151311095,0,0,0,0,0,null,0,0,null,0,0]
[1068,0.54481117661294298,133.75643813784566,0,0,1.2971694681260599,0,0,0,0,0,null,0,0,null,0,0]
[1069,0.54481117661294298,134.3012493144586,0,0,0.54481117661294298,0,0,0,0,0,null,0,0,null,0,0]
[1070,0.40212253511907697,134.70337184957768,0,0,0.54481117661294398,0,0,0,0,0,null,0,0,null,0,0]
[1071,0.14268864149386601,134.84606049107154,0,0,0.40212253511907697,0,0,0,0,0,null,0,0,null,0,0]
[1072,0,134.84606049107154,0,0,0,0,0,0,0,0,null,0,0,null,0,0]
[1073,0,134.84606049107154,0,0,0,0,0,0,0,0,null,0,0,null,0,0]
[1074,0,134.84606049107154,0,0,0,0,0,0,0,0,null,0,0,null,0,0]
[1075,0,134.84606049107154,0,0,0,0,0,0,0,0,null,0,0,null,0,0]
[1076,0,134.84606049107154,0,0,0,0,0,0,0,0,null,0,0,null,0,0]
[1077,0,134.84606049107154,0,0,0,0,0,0,0,0,null,0,0,null,0,0]
[1078,0,134.84606049107154,0,0,0,0,0,0,0,0,null,0,0,null,0,0]
[1079,0,134.84606049107154,0,0,0,0,0,0,0,0,null,0,0,null,0,0]
[1080,0,134.84606049107154,0,0,0,0,0,0,0,0,{"$f":"SUM(K1150:K1173)","v":0},0,0,null,0,0]
[1081,0,134.84606049107154,0,0,0,0,0,0,0,0,null,0,0,null,0,0]
[1082,0,134.84606049107154,0,0,0,0,0,0,0,0,null,0,0,null,0,0]
[1083,0,134.84606049107154,0,0,0,0,0,0,0,0,null,0,0,null,0,0]
[1084,0,134.84606049107154,0,0,0,0,0,0,0,0,null,0,0,null,0,0]
[1085,0,134.84606049107154,0,0,0,0,0,0,0,0,null,0,0,null,0,0]
[1086,0,134.84606049107154,0,0,0,0,0,0,0,0,null,0,0,null,0,0]
[1087,0,134.84606049107154,0,0,0,0,0,0,0,0,null,0,0,null,0,0]
[1088,0,134.84606049107154,0,0,0,0,0,0,0,0,null,0,0,null,0,0]
[1089,0.191416285537376,135.03747677660891,0,0,0.14268864149386601,0,0,0,0,0,null,0,0,null,0,{"$f":"IF(P1182<$D$7, P1182,$D$7)","v":0}]
[1090,0.44327981913918701,135.48075659574809,{"$f":"IF($I$5<C1183,$I$5,0)","v":0},0,0.191416285537376,0,0,0,0,{"$f":"SUM(G1183:J1183)","v":0},null,0,{"$f":"IF(M1183<$Q$88,M1183,$Q$88)","v":0},null,0,0]
[{"$f":"A1183+1","v":1091},0.69514335274099803,{"$f":"IF(C1183+B1184-D1183>=0,C1183+B1184-D1183,0)","v":136.17589994848908},0,{"$f":"IF(E1183+D1184-F1183>=0,E1183+D1184-F1183,0)","v":0},0.44327981913918701,0,0,0,0,0,null,{"$f":"IF(M1183+K1184-N1183>=0,M1183+K1184-N1183,0)","v":0},0,null,{"$f":"IF(P1183+N1184-Q1183>0,P1183+N1184-Q1183,0)","v":0},0]
[1092,0.72536697677321504,136.90126692526229,0,0,0.69514335274099803,0,0,0,0,0,null,0,0,null,0,0]
[1093,0.61454702198841904,137.51581394725071,0,0,0.72536697677321504,0,0,0,0,0,null,0,0,null,0,0]
[1094,0.42313073645104199,137.93894468370175,0,0,0.61454702198841804,0,0,0,0,0,null,0,0,null,0,0]
[1095,0.36268348838660802,138.30162817208836,0,0,0.42313073645104199,0,0,0,0,0,null,0,0,null,0,0]
[1096,8.0596330752579506E-2,138.38222450284093,0,0,0.36268348838660802,0,0,0,0,0,null,0,0,null,0,0]
[1097,0,138.38222450284093,0,0,0,0,0,0,0,0,null,0,0,null,0,0]
[1098,0,138.38222450284093,0,0,0,0,0,0,0,0,null,0,0,null,0,0]
[1099,0,138.38222450284093,0,0,0,0,0,0,0,0,null,0,0,null,0,0]
[1100,0,138.38222450284093,0,0,0,0,0,0,0,0,null,0,0,null,0,0]
[1101,0,138.38222450284093,0,0,0,0,0,0,0,0,null,0,0,null,0,0]
[1102,0,138.38222450284093,0,0,0,0,0,0,0,0,null,0,0,null,0,0]
[1103,0,138.38222450284093,0,0,0,0,0,0,0,0,null,0,0,null,0,0]
[1104,0,138.38222450284093,0,0,0,0,0,0,0,0,{"$f":"SUM(K1174:K1197)","v":0},0,0,null,0,0]
[1105,0,138.38222450284093,0,0,0,0,0,0,0,0,null,0,0,null,0,0]
[1106,0,138.38222450284093,0,0,0,0,0,0,0,0,null,0,0,null,0,0]
[1107,0,138.38222450284093,0,0,0,0,0,0,0,0,null,0,0,null,0,0]
[1108,0,138.38222450284093,0,0,0,0,0,0,0,0,null,0,0,null,0,0]
[1109,0,138.38222450284093,0,0,0,0,0,0,0,0,null,0,0,null,0,0]
[1110,0,138.38222450284093,0,0,0,0,0,0,0,0,null,0,0,null,0,0]
[1111,0,138.38222450284093,0,0,0,0,0,0,0,0,null,0,0,null,0,0]
[1112,0,138.38222450284093,0,0,0,0,0,0,0,0,null,0,0,null,0,0]
[1113,0.15836242976368101,138.54058693260461,0,0,8.0596330752579604E-2,0,0,0,0,0,null,0,0,null,0,0]
[1114,0.48828415843801698,139.02887109104262,0,0,0.15836242976368001,0,0,0,0,0,null,0,0,null,0,0]
[1115,0.63344971905472502,139.66232081009736,0,0,0.48828415843801698,0,0,0,0,0,null,0,0,null,0,0]
[1116,0.90618501475884305,140.5685058248562,0,0,0.63344971905472502,0,0,0,0,0,null,0,0,null,0,0]
[1117,0.86659440731792203,141.43510023217414,0,0,0.90618501475884194,0,0,0,0,0,null,0,0,null,0,0]
[1118,0.47508728929104399,141.91018752146519,0,0,0.86659440731792203,0,0,0,0,0,null,0,0,null,0,0]
[1119,0.54986954779055996,142.46005706925575,0,0,0.47508728929104399,0,0,0,0,0,null,0,0,null,0,0]
[1120,0.14516556061670799,142.60522262987246,0,0,0.54986954779055996,0,0,0,0,0,null,0,0,null,0,0]
[1121,0,142.60522262987246,0,0,0,0,0,0,0,0,null,0,0,null,0,0]
[1122,0,142.60522262987246,0,0,0,0,0,0,0,0,null,0,0,null,0,0]
[1123,0,142.60522262987246,0,0,0,0,0,0,0,0,null,0,0,null,0,0]
[1124,0,142.60522262987246,0,0,0,0,0,0,0,0,null,0,0,null,0,0]
[1125,0,142.60522262987246,0,0,0,0,0,0,0,0,null,0,0,null,0,0]
[1126,0,142.60522262987246,0,0,0,0,0,0,0,0,null,0,0,null,0,0]
[1127,0,142.60522262987246,0,0,0,0,0,0,0,0,null,0,0,null,0,0]
[1128,0,142.60522262987246,0,0,0,0,0,0,0,0,{"$f":"SUM(K1198:K1221)","v":0},0,0,null,0,0]
[1129,0,142.60522262987246,0,0,0,0,0,0,0,0,null,0,0,null,0,0]
[1130,0,142.60522262987246,0,0,0,0,0,0,0,0,null,0,0,null,0,0]
[1131,0,142.60522262987246,0,0,0,0,0,0,0,0,null,0,0,null,0,0]
[1132,0,142.60522262987246,0,0,0,0,0,0,0,0,null,0,0,null,0,0]
[1133,0,142.60522262987246,0,0,0,0,0,0,0,0,null,0,0,null,0,0]
[1134,0,142.60522262987246,0,0,0,0,0,0,0,0,null,0,0,null,0,0]
[1135,0,142.60522262987246,0,0,0,0,0,0,0,0,null,0,0,null,0,0]
[1136,0.118446342106534,142.72366897197898,0,0,0.14516556061670799,0,0,0,0,0,null,0,0,null,0,0]
[1137,0.236892684213069,142.96056165619206,0,0,0.118446342106535,0,0,0,0,0,null,0,0,null,0,0]
[1138,0.236892684213069,143.19745434040513,0,0,0.236892684213069,0,0,0,0,0,null,0,0,null,0,0]
[1139,0.236892684213069,143.43434702461821,0,0,0.236892684213069,0,0,0,0,0,null,0,0,null,0,0]
[1140,0.236892684213069,143.67123970883128,0,0,0.236892684213069,0,0,0,0,0,null,0,0,null,0,0]
[1141,0.236892684213069,143.90813239304435,0,0,0.236892684213069,0,0,0,0,0,null,0,0,null,0,0]
[1142,0.75016016667471797,144.65829255971909,0,0,0.236892684213069,0,0,0,0,0,null,0,0,null,0,0]
[1143,0.55274959649716005,145.21104215621625,0,0,0.75016016667471797,0,0,0,0,0,null,0,0,null,0,0]
[1144,0.31585691228409202,145.52689906850034,0,0,0.55274959649716104,0,0,0,0,0,null,0,0,null,0,0]
[1145,0,145.52689906850034,0,0,0,0,0,0,0,0,null,0,0,null,0,0]
[1146,0,145.52689906850034,0,0,0,0,0,0,0,0,null,0,0,null,0,0]
[1147,0,145.52689906850034,0,0,0,0,0,0,0,0,null,0,0,null,0,0]
[1148,0,145.52689906850034,0,0,0,0,0,0,0,0,null,0,0,null,0,0]
[1149,0,145.52689906850034,0,0,0,0,0,0,0,0,null,0,0,null,0,0]
[1150,0,145.52689906850034,0,0,0,0,0,0,0,0,null,0,0,null,0,0]
[1151,0,145.52689906850034,0,0,0,0,0,0,0,0,null,0,0,null,0,0]
[1152,0,145.52689906850034,0,0,0,0,0,0,0,0,{"$f":"SUM(K1222:K1245)","v":0},0,0,null,0,0]
[1153,0,145.52689906850034,0,0,0,0,0,0,0,0,null,0,0,null,0,{"$f":"IF(P1246<$D$7, P1246,$D$7)","v":0}]
[1154,0,145.52689906850034,{"$f":"IF($I$5<C1247,$I$5,0)","v":0},0,0,0,0,0,0,{"$f":"SUM(G1247:J1247)","v":0},null,0,{"$f":"IF(M1247<$Q$88,M1247,$Q$88)","v":0},null,0,0]
[{"$f":"A1247+1","v":1155},0,{"$f":"IF(C1247+B1248-D1247>=0,C1247+B1248-D1247,0)","v":145.52689906850034},0,{"$f":"IF(E1247+D1248-F1247>=0,E1247+D1248-F1247,0)","v":0},0,0,0,0,0,0,null,{"$f":"IF(M1247+K1248-N1247>=0,M1247+K1248-N1247,0)","v":0},0,null,{"$f":"IF(P1247+N1248-Q1247>0,P1247+N1248-Q1247,0)","v":0},0]
[1156,0,145.52689906850034,0,0,0,0,0,0,0,0,null,0,0,null,0,0]
[1157,0,145.52689906850034,0,0,0,0,0,0,0,0,null,0,0,null,0,0]
[1158,0,145.52689906850034,0,0,0,0,0,0,0,0,null,0,0,null,0,0]
[1159,0,145.52689906850034,0,0,0,0,0,0,0,0,null,0,0,null,0,0]
[1160,0,145.52689906850034,0,0,0,0,0,0,0,0,null,0,0,null,0,0]
[1161,7.4178539045648098E-2,145.60107760754599,0,0,0.31585691228409202,0,0,0,0,0,null,0,0,null,0,0]
[1162,0.19780943745506199,145.79888704500104,0,0,7.4178539045646905E-2,0,0,0,0,0,null,0,0,null,0,0]
[1163,0.420345054592006,146.21923209959306,0,0,0.19780943745506199,0,0,0,0,0,null,0,0,null,0,0]
[1164,1.0384995466390701,147.25773164623212,0,0,0.42034505459200699,0,0,0,0,0,null,0,0,null,0,0]
[1165,1.1621304450484899,148.41986209128061,0,0,1.0384995466390701,0,0,0.33333333333333298,0,0.33333333333333298,null,0.33333333333333298,0.33333333333333298,null,0.33333333333333298,0.33333333333333298]
[1166,0.27198797650070999,148.6918500677813,0,0,0.82879711171515402,0,0,0.21,0,0.21,null,0.21000000000000002,0.21000000000000002,null,0.21000000000000002,0.21000000000000002]
[1167,0.34616651554635802,149.03801658332767,0,0,6.1987976500709502E-2,0,0,0,0,0,null,0,0,null,0,0]
[1168,7.4178539045648098E-2,149.11219512237332,0,0,0.34616651554635702,0,0,0,0,0,null,0,0,null,0,0]
[1169,0,149.11219512237332,0,0,0,0,0,0,0,0,null,0,0,null,0,0]
[1170,0,149.11219512237332,0,0,0,0,0,0,0,0,null,0,0,null,0,0]
[1171,0,149.11219512237332,0,0,0,0,0,0,0,0,null,0,0,null,0,0]
[1172,0,149.11219512237332,0,0,0,0,0,0,0,0,null,0,0,null,0,0]
[1173,0,149.11219512237332,0,0,0,0,0,0,0,0,null,0,0,null,0,0]
[1174,0,149.11219512237332,0,0,0,0,0,0,0,0,null,0,0,null,0,0]
[1175,0,149.11219512237332,0,0,0,0,0,0,0,0,null,0,0,null,0,0]
[1176,0,149.11219512237332,0,0,0,0,0,0,0,0,{"$f":"SUM(K1246:K1269)","v":0.543333333333333},0,0,null,0,0]
[1177,0,149.11219512237332,0,0,0,0,0,0,0,0,null,0,0,null,0,0]
[1178,0,149.11219512237332,0,0,0,0,0,0,0,0,null,0,0,null,0,0]
[1179,0,149.11219512237332,0,0,0,0,0,0,0,0,null,0,0,null,0,0]
[1180,0,149.11219512237332,0,0,0,0,0,0,0,0,null,0,0,null,0,0]
[1181,0,149.11219512237332,0,0,0,0,0,0,0,0,null,0,0,null,0,0]
[1182,0,149.11219512237332,0,0,0,0,0,0,0,0,null,0,0,null,0,0]
[1183,0,149.11219512237332,0,0,0,0,0,0,0,0,null,0,0,null,0,0]
[1184,2.5250308469537502E-2,149.13744543084286,0,0,7.4178539045648806E-2,0,0,0,0,0,null,0,0,null,0,0]
[1185,0.31562885586921902,149.45307428671208,0,0,2.5250308469536801E-2,0,0,0,0,0,null,0,0,null,0,0]
[1186,0.67754994393258905,150.13062423064466,0,0,0.31562885586922002,0,0,0,0,0,null,0,0,null,0,0]
[1187,1.0184291082713499,151.14905333891602,0,0,0.67754994393258905,0,0,0,0,0,null,0,0,null,0,0]
[1188,1.20359803704795,152.35265137596397,0,0,1.0184291082713499,0,0,0,0,0,null,0,0,null,0,0]
[1189,1.13205549638426,153.48470687234823,0,0,1.20359803704795,0,0,0,0,0,null,0,0,null,0,0]
[1190,0.90059433541350398,154.38530120776173,0,0,1.13205549638426,0,0,0,0,0,null,0,0,null,0,0]
[1191,0.55129840158490195,154.93659960934664,0,0,0.90059433541350298,0,0,0,0,0,null,0,0,null,0,0]
[1192,0.13887669658245599,155.0754763059291,0,0,0.55129840158490295,0,0,0,0,0,null,0,0,null,0,0]
[1193,0,155.0754763059291,0,0,0,0,0,0,0,0,null,0,0,null,0,0]
[1194,0,155.0754763059291,0,0,0,0,0,0,0,0,null,0,0,null,0,0]
[1195,0,155.0754763059291,0,0,0,0,0,0,0,0,null,0,0,null,0,0]
[1196,0,155.0754763059291,0,0,0,0,0,0,0,0,null,0,0,null,0,0]
[1197,0,155.0754763059291,0,0,0,0,0,0,0,0,null,0,0,null,0,0]
[1198,0,155.0754763059291,0,0,0,0,0,0,0,0,null,0,0,null,0,0]
[1199,0,155.0754763059291,0,0,0,0,0,0,0,0,null,0,0,null,0,0]
[1200,0,155.0754763059291,0,0,0,0,0,0,0,0,{"$f":"SUM(K1270:K1293)","v":0},0,0,null,0,0]
[1201,0,155.0754763059291,0,0,0,0,0,0,0,0,null,0,0,null,0,0]
[1202,0,155.0754763059291,0,0,0,0,0,0,0,0,null,0,0,null,0,0]
[1203,0,155.0754763059291,0,0,0,0,0,0,0,0,null,0,0,null,0,0]
[1204,0,155.0754763059291,0,0,0,0,0,0,0,0,null,0,0,null,0,0]
[1205,0,155.0754763059291,0,0,0,0,0,0,0,0,null,0,0,null,0,0]
[1206,0,155.0754763059291,0,0,0,0,0,0,0,0,null,0,0,null,0,0]
[1207,0,155.0754763059291,0,0,0,0,0,0,0,0,null,0,0,null,0,0]
[1208,0,155.0754763059291,0,0,0,0,0,0,0,0,null,0,0,null,0,0]
[1209,0.22624160843303801,155.30171791436214,0,0,0.13887669658245599,0,0,0,0,0,null,0,0,null,0,0]
[1210,0.49288350408626103,155.79460141844839,0,0,0.226241608433039,0,0,0,0,0,null,0,0,null,0,0]
[1211,1.4140100527064901,157.20861147115488,0,0,0.49288350408626103,0,0,0,0,0,null,0,0,null,0,0]
[1212,1.9715340163450501,159.18014548749994,0,0,1.4140100527064901,0,0,0,0,0,null,0,0,null,0,0]
[1213,0.45248321686607601,159.63262870436603,0,0,1.9715340163450501,0,0,0,0,0,null,0,0,null,0,0]
[1214,0.202001436100927,159.83463014046694,0,0,0.45248321686607601,0,0,0,0,0,null,0,0,null,0,0]
[1215,4.8480344664222401E-2,159.88311048513117,0,0,0.202001436100927,0,0,0,0,0,null,0,0,null,0,0]
[1216,0,159.88311048513117,0,0,0,0,0,0,0,0,null,0,0,null,0,0]
[1217,0,159.88311048513117,0,0,0,0,0,0,0,0,null,0,0,null,0,{"$f":"IF(P1310<$D$7, P1310,$D$7)","v":0}]
[1218,0,159.88311048513117,{"$f":"IF($I$5<C1311,$I$5,0)","v":0},0,0,0,0,0,0,{"$f":"SUM(G1311:J1311)","v":0},null,0,{"$f":"IF(M1311<$Q$88,M1311,$Q$88)","v":0},null,0,0]
[{"$f":"A1311+1","v":1219},0,{"$f":"IF(C1311+B1312-D1311>=0,C1311+B1312-D1311,0)","v":159.88311048513117},0,{"$f":"IF(E1311+D1312-F1311>=0,E1311+D1312-F1311,0)","v":0},0,0,0,0,0,0,null,{"$f":"IF(M1311+K1312-N1311>=0,M1311+K1312-N1311,0)","v":0},0,null,{"$f":"IF(P1311+N1312-Q1311>0,P1311+N1312-Q1311,0)","v":0},0]
[1220,0,159.88311048513117,0,0,0,0,0,0,0,0,null,0,0,null,0,0]
[1221,0,159.88311048513117,0,0,0,0,0,0,0,0,null,0,0,null,0,0]
[1222,0,159.88311048513117,0,0,0,0,0,0,0,0,null,0,0,null,0,0]
[1223,0,159.88311048513117,0,0,0,0,0,0,0,0,null,0,0,null,0,0]
[1224,0,159.88311048513117,0,0,0,0,0,0,0,0,{"$f":"SUM(K1294:K1317)","v":0},0,0,null,0,0]
[1225,0,159.88311048513117,0,0,0,0,0,0,0,0,null,0,0,null,0,0]
[1226,0,159.88311048513117,0,0,0,0,0,0,0,0,null,0,0,null,0,0]
[1227,0,159.88311048513117,0,0,0,0,0,0,0,0,null,0,0,null,0,0]
[1228,0,159.88311048513117,0,0,0,0,0,0,0,0,null,0,0,null,0,0]
[1229,0,159.88311048513117,0,0,0,0,0,0,0,0,null,0,0,null,0,0]
[1230,0,159.88311048513117,0,0,0,0,0,0,0,0,null,0,0,null,0,0]
[1231,0,159.88311048513117,0,0,0,0,0,0,0,0,null,0,0,null,0,0]
[1232,6.0142754470491597E-2,159.94325323960166,0,0,4.8480344664222103E-2,0,0,0,0,0,null,0,0,null,0,0]
[1233,0.69164167641065299,160.63489491601231,0,0,6.0142754470490903E-2,0,0,0,0,0,null,0,0,null,0,0]
[1234,0.72171305364589899,161.3566079696582,0,0,0.69164167641065299,0,0,0,0,0,null,0,0,null,0,0]
[1235,0.81192718535163599,162.16853515500983,0,0,0.72171305364589899,0,0,0,0,0,null,0,0,null,0,0]
[1236,0.83197477017513399,163.00050992518496,0,0,0.81192718535163599,0,0,0,0,0,null,0,0,null,0,0]
[1237,0.72171305364589899,163.72222297883084,0,0,0.83197477017513399,0,0,0,0,0,null,0,0,null,0,0]
[1238,0.360856526822949,164.08307950565379,0,0,0.72171305364589899,0,0,0,0,0,null,0,0,null,0,0]
[1239,0.170404470999726,164.25348397665351,0,0,0.360856526822949,0,0,0,0,0,null,0,0,null,0,0]
[1240,3.0071377235245798E-2,164.28355535388877,0,0,0.170404470999726,0,0,0,0,0,null,0,0,null,0,0]
[1241,0,164.28355535388877,0,0,0,0,0,0,0,0,null,0,0,null,0,0]
[1242,0,164.28355535388877,0,0,0,0,0,0,0,0,null,0,0,null,0,0]
[1243,0,164.28355535388877,0,0,0,0,0,0,0,0,null,0,0,null,0,0]
[1244,0,164.28355535388877,0,0,0,0,0,0,0,0,null,0,0,null,0,0]
[1245,0,164.28355535388877,0,0,0,0,0,0,0,0,null,0,0,null,0,0]
[1246,0,164.28355535388877,0,0,0,0,0,0,0,0,null,0,0,null,0,0]
[1247,0,164.28355535388877,0,0,0,0,0,0,0,0,null,0,0,null,0,0]
[1248,0,164.28355535388877,0,0,0,0,0,0,0,0,{"$f":"SUM(K1318:K1341)","v":0},0,0,null,0,0]
[1249,0,164.28355535388877,0,0,0,0,0,0,0,0,null,0,0,null,0,0]
[1250,0,164.28355535388877,0,0,0,0,0,0,0,0,null,0,0,null,0,0]
[1251,0,164.28355535388877,0,0,0,0,0,0,0,0,null,0,0,null,0,0]
[1252,0,164.28355535388877,0,0,0,0,0,0,0,0,null,0,0,null,0,0]
[1253,0,164.28355535388877,0,0,0,0,0,0,0,0,null,0,0,null,0,0]
[1254,0,164.28355535388877,0,0,0,0,0,0,0,0,null,0,0,null,0,0]
[1255,0,164.28355535388877,0,0,0,0,0,0,0,0,null,0,0,null,0,0]
[1256,1.98139894541574E-2,164.30336934334292,0,0,3.0071377235245899E-2,0,0,0,0,0,null,0,0,null,0,0]
[1257,0.35004714702344703,164.65341649036637,0,0,1.98139894541575E-2,0,0,0,0,0,null,0,0,null,0,0]
[1258,0.40288445223453301,165.0563009426009,0,0,0.35004714702344703,0,0,0,0,0,null,0,0,null,0,0]
[1259,0.47553574689977701,165.53183668950066,0,0,0.40288445223453401,0,0,0,0,0,null,0,0,null,0,0]
[1260,0.66046631513857901,166.19230300463926,0,0,0.47553574689977601,0,0,0.33333333333333298,0,0.33333333333333298,null,0.33333333333333298,0.33333333333333298,null,0.33333333333333298,0.33333333333333298]
[1261,0.73311760980382301,166.92542061444308,0,0,0.32713298180524603,0,0,0.21,0,0.21,null,0.21000000000000002,0.21000000000000002,null,0.21000000000000002,0.21000000000000002]
[1262,0.49534973635393398,167.42077035079703,0,0,0.52311760980382305,0,0,0,0,0,null,0,0,null,0,0]
[1263,0.515163725808092,167.93593407660512,0,0,0.49534973635393398,0,0,0,0,0,null,0,0,null,0,0]
[1264,0.184930568238802,168.12086464484392,0,0,0.515163725808091,0,0,0,0,0,null,0,0,null,0,0]
[1265,0,168.12086464484392,0,0,0,0,0,0,0,0,null,0,0,null,0,0]
[1266,0,168.12086464484392,0,0,0,0,0,0,0,0,null,0,0,null,0,0]
[1267,0,168.12086464484392,0,0,0,0,0,0,0,0,null,0,0,null,0,0]
[1268,0,168.12086464484392,0,0,0,0,0,0,0,0,null,0,0,null,0,0]
[1269,0,168.12086464484392,0,0,0,0,0,0,0,0,null,0,0,null,0,0]
[1270,0,168.12086464484392,0,0,0,0,0,0,0,0,null,0,0,null,0,0]
[1271,0,168.12086464484392,0,0,0,0,0,0,0,0,null,0,0,null,0,0]
[1272,0,168.12086464484392,0,0,0,0,0,0,0,0,{"$f":"SUM(K1342:K1365)","v":0.543333333333333},0,0,null,0,0]
[1273,0,168.12086464484392,0,0,0,0,0,0,0,0,null,0,0,null,0,0]
[1274,0,168.12086464484392,0,0,0,0,0,0,0,0,null,0,0,null,0,0]
[1275,0,168.12086464484392,0,0,0,0,0,0,0,0,null,0,0,null,0,0]
[1276,0,168.12086464484392,0,0,0,0,0,0,0,0,null,0,0,null,0,0]
[1277,0,168.12086464484392,0,0,0,0,0,0,0,0,null,0,0,null,0,0]
[1278,0,168.12086464484392,0,0,0,0,0,0,0,0,null,0,0,null,0,0]
[1279,0,168.12086464484392,0,0,0,0,0,0,0,0,null,0,0,null,0,0]
[1280,2.7642772298418699E-2,168.14850741714233,0,0,0.184930568238802,0,0,0,0,0,null,0,0,null,0,0]
[1281,0.30407049528260499,168.45257791242494,0,0,2.7642772298418699E-2,0,0,0,0,0,null,0,0,null,0,{"$f":"IF(P1374<$D$7, P1374,$D$7)","v":0}]
[1282,0.53442693110276096,168.9870048435277,{"$f":"IF($I$5<C1375,$I$5,0)","v":0},0,0.30407049528260599,0,0,0,0,{"$f":"SUM(G1375:J1375)","v":0},null,0,{"$f":"IF(M1375<$Q$88,M1375,$Q$88)","v":0},null,0,0]
[{"$f":"A1375+1","v":1283},0.97671128787745898,{"$f":"IF(C1375+B1376-D1375>=0,C1375+B1376-D1375,0)","v":169.96371613140516},0,{"$f":"IF(E1375+D1376-F1375>=0,E1375+D1376-F1375,0)","v":0},0.53442693110275996,0,0,0,0,0,null,{"$f":"IF(M1375+K1376-N1375>=0,M1375+K1376-N1375,0)","v":0},0,null,{"$f":"IF(P1375+N1376-Q1375>0,P1375+N1376-Q1375,0)","v":0},0]
[1284,1.1517821791007801,171.11549831050596,0,0,0.97671128787745898,0,0,0,0,0,null,0,0,null,0,0]
[1285,1.20706772369761,172.32256603420356,0,0,1.1517821791007801,0,0,0,0,0,null,0,0,null,0,0]
[1286,0.48835564393872999,172.81092167814228,0,0,1.2070677236976199,0,0,0,0,0,null,0,0,null,0,0]
[1287,0.28564198041699301,173.09656365855926,0,0,0.48835564393872999,0,0,0,0,0,null,0,0,null,0,0]
[1288,0.12899960405928701,173.22556326261855,0,0,0.28564198041699201,0,0,0,0,0,null,0,0,null,0,0]
[1289,0,173.22556326261855,0,0,0,0,0,0,0,0,null,0,0,null,0,0]
[1290,0,173.22556326261855,0,0,0,0,0,0,0,0,null,0,0,null,0,0]
[1291,0,173.22556326261855,0,0,0,0,0,0,0,0,null,0,0,null,0,0]
[1292,0,173.22556326261855,0,0,0,0,0,0,0,0,null,0,0,null,0,0]
[1293,0,173.22556326261855,0,0,0,0,0,0,0,0,null,0,0,null,0,0]
[1294,0,173.22556326261855,0,0,0,0,0,0,0,0,null,0,0,null,0,0]
[1295,0,173.22556326261855,0,0,0,0,0,0,0,0,null,0,0,null,0,0]
[1296,0,173.22556326261855,0,0,0,0,0,0,0,0,{"$f":"SUM(K1366:K1389)","v":0},0,0,null,0,0]
[1297,0,173.22556326261855,0,0,0,0,0,0,0,0,null,0,0,null,0,0]
[1298,0,173.22556326261855,0,0,0,0,0,0,0,0,null,0,0,null,0,0]
[1299,0,173.22556326261855,0,0,0,0,0,0,0,0,null,0,0,null,0,0]
[1300,0,173.22556326261855,0,0,0,0,0,0,0,0,null,0,0,null,0,0]
[1301,0,173.22556326261855,0,0,0,0,0,0,0,0,null,0,0,null,0,0]
[1302,0,173.22556326261855,0,0,0,0,0,0,0,0,null,0,0,null,0,0]
[1303,0,173.22556326261855,0,0,0,0,0,0,0,0,null,0,0,null,0,0]
[1304,0,173.22556326261855,0,0,0,0,0,0,0,0,null,0,0,null,0,0]
[1305,9.0385760949968794E-2,173.31594902356852,0,0,0.12899960405928801,0,0,0,0,0,null,0,0,null,0,0]
[1306,0.44547267896770398,173.76142170253624,0,0,9.0385760949968294E-2,0,0,0,0,0,null,0,0,null,0,0]
[1307,0.69726158447118802,174.45868328700743,0,0,0.44547267896770498,0,0,0,0,0,null,0,0,null,0,0]
[1308,1.02006787357822,175.47875116058566,0,0,0.69726158447118802,0,0,0,0,0,null,0,0,null,0,0]
[1309,1.70441720648513,177.18316836707078,0,0,1.02006787357822,0,0,0,0,0,null,0,0,null,0,0]
[1310,1.2718567790816999,178.45502514615248,0,0,1.70441720648513,0,0,0,0,0,null,0,0,null,0,0]
[1311,0.73599833916403201,179.19102348531652,0,0,1.2718567790816999,0,0,0,0,0,null,0,0,null,0,0]
[1312,7.1017383603546994E-2,179.26204086892008,0,0,0.73599833916403201,0,0,0,0,0,null,0,0,null,0,0]
[1313,0,179.26204086892008,0,0,0,0,0,0,0,0,null,0,0,null,0,0]
[1314,0,179.26204086892008,0,0,0,0,0,0,0,0,null,0,0,null,0,0]
[1315,0,179.26204086892008,0,0,0,0,0,0,0,0,null,0,0,null,0,0]
[1316,0,179.26204086892008,0,0,0,0,0,0,0,0,null,0,0,null,0,0]
[1317,0,179.26204086892008,0,0,0,0,0,0,0,0,null,0,0,null,0,0]
[1318,0,179.26204086892008,0,0,0,0,0,0,0,0,null,0,0,null,0,0]
[1319,0,179.26204086892008,0,0,0,0,0,0,0,0,null,0,0,null,0,0]
[1320,0,179.26204086892008,0,0,0,0,0,0,0,0,{"$f":"SUM(K1390:K1413)","v":0},0,0,null,0,0]
[1321,0,179.26204086892008,0,0,0,0,0,0,0,0,null,0,0,null,0,0]
[1322,0,179.26204086892008,0,0,0,0,0,0,0,0,null,0,0,null,0,0]
[1323,0,179.26204086892008,0,0,0,0,0,0,0,0,null,0,0,null,0,0]
[1324,0,179.26204086892008,0,0,0,0,0,0,0,0,null,0,0,null,0,0]
[1325,0,179.26204086892008,0,0,0,0,0,0,0,0,null,0,0,null,0,0]
[1326,0,179.26204086892008,0,0,0,0,0,0,0,0,null,0,0,null,0,0]
[1327,0,179.26204086892008,0,0,0,0,0,0,0,0,null,0,0,null,0,0]
[1328,0,179.26204086892008,0,0,0,0,0,0,0,0,null,0,0,null,0,0]
[1329,0.25026632962358902,179.51230719854368,0,0,7.1017383603547299E-2,0,0,0,0,0,null,0,0,null,0,0]
[1330,0.67496070716665002,180.18726790571034,0,0,0.25026632962358902,0,0,0,0,0,null,0,0,null,0,0]
[1331,1.5622686031048301,181.74953650881517,0,0,0.67496070716665002,0,0,0,0,0,null,0,0,null,0,0]
[1332,1.11482274105053,182.86435924986569,0,0,1.5622686031048301,0,0,0,0,0,null,0,0,null,0,0]
[1333,0.37919140852059002,183.24355065838628,0,0,1.11482274105053,0,0,0,0,0,null,0,0,null,0,0]
[1334,1.6456907129793601,184.88924137136564,0,0,0.37919140852059002,0,0,0.33333333333333298,0,0.33333333333333298,null,0.33333333333333298,0.33333333333333298,null,0.33333333333333298,0.33333333333333298]
[1335,0.97073000581270996,185.85997137717834,0,0,1.3123573796460299,0,0,0.21,0,0.21,null,0.21000000000000002,0.21000000000000002,null,0.21000000000000002,0.21000000000000002]
[1336,0.128925078897001,185.98889645607534,0,0,0.760730005812709,0,0,0,0,0,null,0,0,null,0,0]
[1337,0,185.98889645607534,0,0,0,0,0,0,0,0,null,0,0,null,0,0]
[1338,0,185.98889645607534,0,0,0,0,0,0,0,0,null,0,0,null,0,0]
[1339,0,185.98889645607534,0,0,0,0,0,0,0,0,null,0,0,null,0,0]
[1340,0,185.98889645607534,0,0,0,0,0,0,0,0,null,0,0,null,0,0]
[1341,0,185.98889645607534,0,0,0,0,0,0,0,0,null,0,0,null,0,0]
[1342,0,185.98889645607534,0,0,0,0,0,0,0,0,null,0,0,null,0,0]
[1343,0,185.98889645607534,0,0,0,0,0,0,0,0,null,0,0,null,0,0]
[1344,0,185.98889645607534,0,0,0,0,0,0,0,0,{"$f":"SUM(K1414:K1437)","v":0.543333333333333},0,0,null,0,0]
[1345,0,185.98889645607534,0,0,0,0,0,0,0,0,null,0,0,null,0,{"$f":"IF(P1438<$D$7, P1438,$D$7)","v":0}]
[1346,0,185.98889645607534,{"$f":"IF($I$5<C1439,$I$5,0)","v":0},0,0,0,0,0,0,{"$f":"SUM(G1439:J1439)","v":0},null,0,{"$f":"IF(M1439<$Q$88,M1439,$Q$88)","v":0},null,0,0]
[{"$f":"A1439+1","v":1347},0,{"$f":"IF(C1439+B1440-D1439>=0,C1439+B1440-D1439,0)","v":185.98889645607534},0,{"$f":"IF(E1439+D1440-F1439>=0,E1439+D1440-F1439,0)","v":0},0,0,0,0,0,0,null,{"$f":"IF(M1439+K1440-N1439>=0,M1439+K1440-N1439,0)","v":0},0,null,{"$f":"IF(P1439+N1440-Q1439>0,P1439+N1440-Q1439,0)","v":0},0]
[1348,0,185.98889645607534,0,0,0,0,0,0,0,0,null,0,0,null,0,0]
[1349,0,185.98889645607534,0,0,0,0,0,0,0,0,null,0,0,null,0,0]
[1350,0,185.98889645607534,0,0,0,0,0,0,0,0,null,0,0,null,0,0]
[1351,0,185.98889645607534,0,0,0,0,0,0,0,0,null,0,0,null,0,0]
[1352,3.5904925800887201E-2,186.02480138187622,0,0,0.128925078897,0,0,0,0,0,null,0,0,null,0,0]
[1353,0.28125525210695002,186.30605663398316,0,0,3.5904925800887402E-2,0,0,0,0,0,null,0,0,null,0,0]
[1354,0.83179744772055397,187.13785408170372,0,0,0.28125525210695002,0,0,0,0,0,null,0,0,null,0,0]
[1355,1.92689768464762,189.06475176635135,0,0,0.83179744772055397,0,0,0,0,0,null,0,0,null,0,0]
[1356,1.1609259342286899,190.22567770058004,0,0,1.92689768464762,0,0,0,0,0,null,0,0,null,0,0]
[1357,1.1609259342286899,191.38660363480872,0,0,1.1609259342286899,0,0,0,0,0,null,0,0,null,0,0]
[1358,1.06517946542632,192.45178310023505,0,0,1.1609259342286899,0,0,0,0,0,null,0,0,null,0,0]
[1359,1.13100516272795,193.58278826296299,0,0,1.06517946542632,0,0,0,0,0,null,0,0,null,0,0]
[1360,0.40093833810990698,193.9837266010729,0,0,1.13100516272795,0,0,0,0,0,null,0,0,null,0,0]
[1361,1.7952462900443601E-2,194.00167906397334,0,0,0.40093833810990698,0,0,0,0,0,null,0,0,null,0,0]
[1362,0,194.00167906397334,0,0,0,0,0,0,0,0,null,0,0,null,0,0]
[1363,0,194.00167906397334,0,0,0,0,0,0,0,0,null,0,0,null,0,0]
[1364,0,194.00167906397334,0,0,0,0,0,0,0,0,null,0,0,null,0,0]
[1365,0,194.00167906397334,0,0,0,0,0,0,0,0,null,0,0,null,0,0]
[1366,0,194.00167906397334,0,0,0,0,0,0,0,0,null,0,0,null,0,0]
[1367,0,194.00167906397334,0,0,0,0,0,0,0,0,null,0,0,null,0,0]
[1368,0,194.00167906397334,0,0,0,0,0,0,0,0,{"$f":"SUM(K1438:K1461)","v":0},0,0,null,0,0]
[1369,0,194.00167906397334,0,0,0,0,0,0,0,0,null,0,0,null,0,0]
[1370,0,194.00167906397334,0,0,0,0,0,0,0,0,null,0,0,null,0,0]
[1371,0,194.00167906397334,0,0,0,0,0,0,0,0,null,0,0,null,0,0]
[1372,0,194.00167906397334,0,0,0,0,0,0,0,0,null,0,0,null,0,0]
[1373,0,194.00167906397334,0,0,0,0,0,0,0,0,null,0,0,null,0,0]
[1374,0,194.00167906397334,0,0,0,0,0,0,0,0,null,0,0,null,0,0]
[1375,0,194.00167906397334,0,0,0,0,0,0,0,0,null,0,0,null,0,0]
[1376,0.27314108895741901,194.27482015293077,0,0,1.7952462900443701E-2,0,0,0,0,0,null,0,0,null,0,0]
[1377,0.85666977900281405,195.13148993193357,0,0,0.27314108895742001,0,0,0,0,0,null,0,0,null,0,0]
[1378,0.69526822643706698,195.82675815837064,0,0,0.85666977900281405,0,0,0,0,0,null,0,0,null,0,0]
[1379,1.03048683561208,196.8572449939827,0,0,0.69526822643706698,0,0,0,0,0,null,0,0,null,0,0]
[1380,1.16705738009079,198.0243023740735,0,0,1.03048683561208,0,0,0,0,0,null,0,0,null,0,0]
[1381,1.0677333477426401,199.09203572181613,0,0,1.16705738009079,0,0,0,0,0,null,0,0,null,0,0]
[1382,1.00565582752504,200.09769154934116,0,0,1.0677333477426401,0,0,0,0,0,null,0,0,null,0,0]
[1383,0.54628217791483802,200.643973727256,0,0,1.00565582752504,0,0,0,0,0,null,0,0,null,0,0]
[1384,0.27314108895741901,200.91711481621343,0,0,0.54628217791483802,0,0,0,0,0,null,0,0,null,0,0]
[1385,0,200.91711481621343,0,0,0,0,0,0,0,0,null,0,0,null,0,0]
[1386,0,200.91711481621343,0,0,0,0,0,0,0,0,null,0,0,null,0,0]
[1387,0,200.91711481621343,0,0,0,0,0,0,0,0,null,0,0,null,0,0]
[1388,0,200.91711481621343,0,0,0,0,0,0,0,0,null,0,0,null,0,0]
[1389,0,200.91711481621343,0,0,0,0,0,0,0,0,null,0,0,null,0,0]
[1390,0,200.91711481621343,0,0,0,0,0,0,0,0,null,0,0,null,0,0]
[1391,0,200.91711481621343,0,0,0,0,0,0,0,0,null,0,0,null,0,0]
[1392,0,200.91711481621343,0,0,0,0,0,0,0,0,{"$f":"SUM(K1462:K1485)","v":0},0,0,null,0,0]
[1393,0,200.91711481621343,0,0,0,0,0,0,0,0,null,0,0,null,0,0]
[1394,0,200.91711481621343,0,0,0,0,0,0,0,0,null,0,0,null,0,0]
[1395,0,200.91711481621343,0,0,0,0,0,0,0,0,null,0,0,null,0,0]
[1396,0,200.91711481621343,0,0,0,0,0,0,0,0,null,0,0,null,0,0]
[1397,0,200.91711481621343,0,0,0,0,0,0,0,0,null,0,0,null,0,0]
[1398,0,200.91711481621343,0,0,0,0,0,0,0,0,null,0,0,null,0,0]
[1399,0,200.91711481621343,0,0,0,0,0,0,0,0,null,0,0,null,0,0]
[1400,0.152588574735464,201.06970339094889,0,0,0.27314108895741801,0,0,0,0,0,null,0,0,null,0,0]
[1401,0.99876158008667604,202.06846497103555,0,0,0.152588574735465,0,0,0,0,0,null,0,0,null,0,0]
[1402,0.95714651424973196,203.02561148528528,0,0,0.99876158008667704,0,0,0.33333333333333298,0,0.33333333333333298,null,0.33333333333333298,0.33333333333333298,null,0.33333333333333298,0.33333333333333298]
[1403,1.23458028649603,204.26019177178131,0,0,0.62381318091639804,0,0,0.21,0,0.21,null,0.21000000000000002,0.21000000000000002,null,0.21000000000000002,0.21000000000000002]
[1404,0.69358443061574704,204.95377620239705,0,0,1.0245802864960301,0,0,0,0,0,null,0,0,null,0,0]
[1405,0.457765724206393,205.41154192660343,0,0,0.69358443061574704,0,0,0,0,0,null,0,0,null,0,0]
[1406,0.58261092171722795,205.99415284832065,0,0,0.457765724206393,0,0,0,0,0,null,0,0,null,0,0]
[1407,0.65196936477880296,206.64612221309946,0,0,0.58261092171722795,0,0,0,0,0,null,0,0,null,0,0]
[1408,0.34679221530787402,206.99291442840735,0,0,0.65196936477880296,0,0,0,0,0,null,0,0,null,0,0]
[1409,0,206.99291442840735,0,0,0,0,0,0,0,0,null,0,0,null,0,{"$f":"IF(P1502<$D$7, P1502,$D$7)","v":0}]
[1410,0,206.99291442840735,{"$f":"IF($I$5<C1503,$I$5,0)","v":0},0,0,0,0,0,0,{"$f":"SUM(G1503:J1503)","v":0},null,0,{"$f":"IF(M1503<$Q$88,M1503,$Q$88)","v":0},null,0,0]
[{"$f":"A1503+1","v":1411},0,{"$f":"IF(C1503+B1504-D1503>=0,C1503+B1504-D1503,0)","v":206.99291442840735},0,{"$f":"IF(E1503+D1504-F1503>=0,E1503+D1504-F1503,0)","v":0},0,0,0,0,0,0,null,{"$f":"IF(M1503+K1504-N1503>=0,M1503+K1504-N1503,0)","v":0},0,null,{"$f":"IF(P1503+N1504-Q1503>0,P1503+N1504-Q1503,0)","v":0},0]
[1412,0,206.99291442840735,0,0,0,0,0,0,0,0,null,0,0,null,0,0]
[1413,0,206.99291442840735,0,0,0,0,0,0,0,0,null,0,0,null,0,0]
[1414,0,206.99291442840735,0,0,0,0,0,0,0,0,null,0,0,null,0,0]
[1415,0,206.99291442840735,0,0,0,0,0,0,0,0,null,0,0,null,0,0]
[1416,0,206.99291442840735,0,0,0,0,0,0,0,0,{"$f":"SUM(K1486:K1509)","v":0.543333333333333},0,0,null,0,0]
[1417,0,206.99291442840735,0,0,0,0,0,0,0,0,null,0,0,null,0,0]
[1418,0,206.99291442840735,0,0,0,0,0,0,0,0,null,0,0,null,0,0]
[1419,0,206.99291442840735,0,0,0,0,0,0,0,0,null,0,0,null,0,0]
[1420,0,206.99291442840735,0,0,0,0,0,0,0,0,null,0,0,null,0,0]
[1421,0,206.99291442840735,0,0,0,0,0,0,0,0,null,0,0,null,0,0]
[1422,0,206.99291442840735,0,0,0,0,0,0,0,0,null,0,0,null,0,0]
[1423,0,206.99291442840735,0,0,0,0,0,0,0,0,null,0,0,null,0,0]
[1424,4.1184700321467399E-2,207.03409912872883,0,0,0.34679221530787402,0,0,0,0,0,null,0,0,null,0,0]
[1425,0.39811876977418498,207.43221789850301,0,0,4.1184700321468197E-2,0,0,0,0,0,null,0,0,null,0,0]
[1426,1.1463074922808401,208.57852539078385,0,0,0.39811876977418398,0,0,0,0,0,null,0,0,null,0,0]
[1427,1.4895133282930699,210.06803871907692,0,0,1.1463074922808401,0,0,0,0,0,null,0,0,null,0,0]
[1428,1.1463074922808401,211.21434621135776,0,0,1.4895133282930699,0,0,0,0,0,null,0,0,null,0,0]
[1429,0.59031403794103199,211.80466024929879,0,0,1.1463074922808401,0,0,0,0,0,null,0,0,null,0,0]
[1430,1.29731806012622,213.10197830942502,0,0,0.59031403794103199,0,0,0,0,0,null,0,0,null,0,0]
[1431,0.70700402218518998,213.80898233161022,0,0,1.29731806012622,0,0,0,0,0,null,0,0,null,0,0]
[1432,0.302021135690761,214.11100346730097,0,0,0.70700402218518899,0,0,0,0,0,null,0,0,null,0,0]
[1433,2.05923501607337E-2,214.13159581746172,0,0,0.302021135690762,0,0,0,0,0,null,0,0,null,0,0]
[1434,0,214.13159581746172,0,0,0,0,0,0,0,0,null,0,0,null,0,0]
[1435,0,214.13159581746172,0,0,0,0,0,0,0,0,null,0,0,null,0,0]
[1436,0,214.13159581746172,0,0,0,0,0,0,0,0,null,0,0,null,0,0]
[1437,0,214.13159581746172,0,0,0,0,0,0,0,0,null,0,0,null,0,0]
[1438,0,214.13159581746172,0,0,0,0,0,0,0,0,null,0,0,null,0,0]
[1439,0,214.13159581746172,0,0,0,0,0,0,0,0,null,0,0,null,0,0]
[1440,0,214.13159581746172,0,0,0,0,0,0,0,0,{"$f":"SUM(K1510:K1533)","v":0},0,0,null,0,0]
[1441,0,214.13159581746172,0,0,0,0,0,0,0,0,null,0,0,null,0,0]
[1442,0,214.13159581746172,0,0,0,0,0,0,0,0,null,0,0,null,0,0]
[1443,0,214.13159581746172,0,0,0,0,0,0,0,0,null,0,0,null,0,0]
[1444,0,214.13159581746172,0,0,0,0,0,0,0,0,null,0,0,null,0,0]
[1445,0,214.13159581746172,0,0,0,0,0,0,0,0,null,0,0,null,0,0]
[1446,0,214.13159581746172,0,0,0,0,0,0,0,0,null,0,0,null,0,0]
[1447,0,214.13159581746172,0,0,0,0,0,0,0,0,null,0,0,null,0,0]
[1448,9.6988875180512399E-2,214.22858469264222,0,0,2.0592350160733599E-2,0,0,0,0,0,null,0,0,null,0,0]
[1449,1.04924328604372,215.27782797868593,0,0,9.6988875180512205E-2,0,0,0,0,0,null,0,0,null,0,0]
[1450,1.32257557064335,216.60040354932929,0,0,1.04924328604372,0,0,0,0,0,null,0,0,null,0,0]
[1451,0.51139588731542895,217.1117994366447,0,0,1.32257557064335,0,0,0,0,0,null,0,0,null,0,0]
[1452,0.758276660502188,217.87007609714689,0,0,0.51139588731542895,0,0,0,0,0,null,0,0,null,0,0]
[1453,0.29096662554153702,218.16104272268842,0,0,0.758276660502188,0,0,0,0,0,null,0,0,null,0,0]
[1454,1.4460159572367299,219.60705867992516,0,0,0.29096662554153802,0,0,0,0,0,null,0,0,null,0,0]
[1455,1.51655332100438,221.12361200092954,0,0,1.4460159572367299,0,0,0,0,0,null,0,0,null,0,0]
[1456,0.123440386593379,221.24705238752293,0,0,1.51655332100438,0,0,0.33333333333333298,0,0.33333333333333298,null,0.33333333333333298,0.33333333333333298,null,0.33333333333333298,0.33333333333333298]
[1457,0,221.24705238752293,0,0,0,0,0,0.21,0,0.21,null,0.21000000000000002,0.21000000000000002,null,0.21000000000000002,0.21000000000000002]
[1458,0,221.24705238752293,0,0,0,0,0,0,0,0,null,0,0,null,0,0]
[1459,0,221.24705238752293,0,0,0,0,0,0,0,0,null,0,0,null,0,0]
[1460,0,221.24705238752293,0,0,0,0,0,0,0,0,null,0,0,null,0,0]
[1461,0,221.24705238752293,0,0,0,0,0,0,0,0,null,0,0,null,0,0]
[1462,0,221.24705238752293,0,0,0,0,0,0,0,0,null,0,0,null,0,0]
[1463,0,221.24705238752293,0,0,0,0,0,0,0,0,null,0,0,null,0,0]
[1464,0,221.24705238752293,0,0,0,0,0,0,0,0,{"$f":"SUM(K1534:K1557)","v":0.543333333333333},0,0,null,0,0]
[1465,0,221.24705238752293,0,0,0,0,0,0,0,0,null,0,0,null,0,0]
[1466,0,221.24705238752293,0,0,0,0,0,0,0,0,null,0,0,null,0,0]
[1467,0,221.24705238752293,0,0,0,0,0,0,0,0,null,0,0,null,0,0]
[1468,0,221.24705238752293,0,0,0,0,0,0,0,0,null,0,0,null,0,0]
[1469,0,221.24705238752293,0,0,0,0,0,0,0,0,null,0,0,null,0,0]
[1470,0,221.24705238752293,0,0,0,0,0,0,0,0,null,0,0,null,0,0]
[1471,0,221.24705238752293,0,0,0,0,0,0,0,0,null,0,0,null,0,0]
[1472,8.9268837460821607E-2,221.33632122498375,0,0,0,0,0,0,0,0,null,0,0,null,0,0]
[1473,0.59862632179609798,221.93494754677985,0,0,0,0,0,0,0,0,null,0,0,null,0,{"$f":"IF(P1566<$D$7, P1566,$D$7)","v":0}]
[1474,1.1972526435922,223.13220019037206,{"$f":"IF($I$5<C1567,$I$5,0)","v":0},0,0.26800221251696499,0,0,0,0,{"$f":"SUM(G1567:J1567)","v":0},null,0,{"$f":"IF(M1567<$Q$88,M1567,$Q$88)","v":0},null,0,0]
[{"$f":"A1567+1","v":1475},1.61734129046665,{"$f":"IF(C1567+B1568-D1567>=0,C1567+B1568-D1567,0)","v":224.7495414808387},0,{"$f":"IF(E1567+D1568-F1567>=0,E1567+D1568-F1567,0)","v":0},1.19725264359219,0,0,0,0,0,null,{"$f":"IF(M1567+K1568-N1567>=0,M1567+K1568-N1567,0)","v":0},0,null,{"$f":"IF(P1567+N1568-Q1567>0,P1567+N1568-Q1567,0)","v":0},0]
[1476,1.2970236972248801,226.04656517806359,0,0,1.61734129046665,0,0,0,0,0,null,0,0,null,0,0]
[1477,1.1972526435922,227.2438178216558,0,0,1.2970236972248801,0,0,0,0,0,null,0,0,null,0,0]
[1478,1.61734129046665,228.86115911212244,0,0,1.19725264359219,0,0,0,0,0,null,0,0,null,0,0]
[1479,0.42533975496038501,229.28649886708283,0,0,1.61734129046665,0,0,0,0,0,null,0,0,null,0,0]
[1480,0.37807978218700899,229.66457864926983,0,0,0.42533975496038501,0,0,0,0,0,null,0,0,null,0,0]
[1481,4.2008864687445399E-2,229.70658751395726,0,0,0.37807978218700999,0,0,0,0,0,null,0,0,null,0,0]
[1482,0,229.70658751395726,0,0,0,0,0,0,0,0,null,0,0,null,0,0]
[1483,0,229.70658751395726,0,0,0,0,0,0,0,0,null,0,0,null,0,0]
[1484,0,229.70658751395726,0,0,0,0,0,0,0,0,null,0,0,null,0,0]
[1485,0,229.70658751395726,0,0,0,0,0,0,0,0,null,0,0,null,0,0]
[1486,0,229.70658751395726,0,0,0,0,0,0,0,0,null,0,0,null,0,0]
[1487,0,229.70658751395726,0,0,0,0,0,0,0,0,null,0,0,null,0,0]
[1488,0,229.70658751395726,0,0,0,0,0,0,0,0,{"$f":"SUM(K1558:K1581)","v":0},0,0,null,0,0]
[1489,0,229.70658751395726,0,0,0,0,0,0,0,0,null,0,0,null,0,0]
[1490,0,229.70658751395726,0,0,0,0,0,0,0,0,null,0,0,null,0,0]
[1491,0,229.70658751395726,0,0,0,0,0,0,0,0,null,0,0,null,0,0]
[1492,0,229.70658751395726,0,0,0,0,0,0,0,0,null,0,0,null,0,0]
[1493,0,229.70658751395726,0,0,0,0,0,0,0,0,null,0,0,null,0,0]
[1494,0,229.70658751395726,0,0,0,0,0,0,0,0,null,0,0,null,0,0]
[1495,0,229.70658751395726,0,0,0,0,0,0,0,0,null,0,0,null,0,0]
[1496,0.13341590196618899,229.84000341592346,0,0,4.2008864687444698E-2,0,0,0,0,0,null,0,0,null,0,0]
[1497,0.63505969335905899,230.47506310928253,0,0,0.13341590196618999,0,0,0,0,0,null,0,0,null,0,0]
[1498,1.2167530259316399,231.69181613521417,0,0,0.63505969335905799,0,0,0,0,0,null,0,0,null,0,0]
[1499,1.69171363693127,233.38352977214544,0,0,1.2167530259316399,0,0,0,0,0,null,0,0,null,0,0]
[1500,1.95854544086365,235.34207521300908,0,0,1.69171363693127,0,0,0,0,0,null,0,0,null,0,0]
[1501,1.25944611456082,236.60152132756991,0,0,1.95854544086365,0,0,0,0,0,null,0,0,null,0,0]
[1502,1.1687233012238101,237.77024462879373,0,0,1.25944611456082,0,0,0,0,0,null,0,0,null,0,0]
[1503,0.59236660472987801,238.36261123352361,0,0,1.1687233012238101,0,0,0,0,0,null,0,0,null,0,0]
[1504,0.20812880706725501,238.57074004059086,0,0,0.59236660472987801,0,0,0.33333333333333298,0,0.33333333333333298,null,0.33333333333333298,0.33333333333333298,null,0.33333333333333298,0.33333333333333298]
[1505,0,238.57074004059086,0,0,0,0,0,0.21,0,0.21,null,0.21000000000000002,0.21000000000000002,null,0.21000000000000002,0.21000000000000002]
[1506,0,238.57074004059086,0,0,0,0,0,0,0,0,null,0,0,null,0,0]
[1507,0,238.57074004059086,0,0,0,0,0,0,0,0,null,0,0,null,0,0]
[1508,0,238.57074004059086,0,0,0,0,0,0,0,0,null,0,0,null,0,0]
[1509,0,238.57074004059086,0,0,0,0,0,0,0,0,null,0,0,null,0,0]
[1510,0,238.57074004059086,0,0,0,0,0,0,0,0,null,0,0,null,0,0]
[1511,0,238.57074004059086,0,0,0,0,0,0,0,0,null,0,0,null,0,0]
[1512,0,238.57074004059086,0,0,0,0,0,0,0,0,{"$f":"SUM(K1582:K1605)","v":0.543333333333333},0,0,null,0,0]
[1513,0,238.57074004059086,0,0,0,0,0,0,0,0,null,0,0,null,0,0]
[1514,0,238.57074004059086,0,0,0,0,0,0,0,0,null,0,0,null,0,0]
[1515,0,238.57074004059086,0,0,0,0,0,0,0,0,null,0,0,null,0,0]
[1516,0,238.57074004059086,0,0,0,0,0,0,0,0,null,0,0,null,0,0]
[1517,0,238.57074004059086,0,0,0,0,0,0,0,0,null,0,0,null,0,0]
[1518,0,238.57074004059086,0,0,0,0,0,0,0,0,null,0,0,null,0,0]
[1519,0,238.57074004059086,0,0,0,0,0,0,0,0,null,0,0,null,0,0]
[1520,4.8974625103613202E-2,238.61971466569449,0,0,0,0,0,0,0,0,null,0,0,null,0,0]
[1521,0.228548250483528,238.84826291617802,0,0,0,0,0,0,0,0,null,0,0,null,0,0]
[1522,0.76726912662327296,239.61553204280128,0,0,0,0,0,0,0,0,null,0,0,null,0,0]
[1523,0.94684275200318802,240.56237479480447,0,0,0.70958747594433602,0,0,0,0,0,null,0,0,null,0,0]
[1524,1.17539100248672,241.73776579729119,0,0,0.94684275200318702,0,0,0,0,0,null,0,0,null,0,0]
[1525,1.0937666273140301,242.83153242460523,0,0,1.17539100248672,0,0,0,0,0,null,0,0,null,0,0]
[1526,0.81624375172688601,243.64777617633212,0,0,1.0937666273140301,0,0,0,0,0,null,0,0,null,0,0]
[1527,0.45709650096705601,244.10487267729917,0,0,0.81624375172688601,0,0,0,0,0,null,0,0,null,0,0]
[1528,0.179573625379915,244.28444630267907,0,0,0.45709650096705601,0,0,0,0,0,null,0,0,null,0,0]
[1529,0,244.28444630267907,0,0,0,0,0,0,0,0,null,0,0,null,0,0]
[1530,0,244.28444630267907,0,0,0,0,0,0,0,0,null,0,0,null,0,0]
[1531,0,244.28444630267907,0,0,0,0,0,0,0,0,null,0,0,null,0,0]
[1532,0,244.28444630267907,0,0,0,0,0,0,0,0,null,0,0,null,0,0]
[1533,0,244.28444630267907,0,0,0,0,0,0,0,0,null,0,0,null,0,0]
[1534,0,244.28444630267907,0,0,0,0,0,0,0,0,null,0,0,null,0,0]
[1535,0,244.28444630267907,0,0,0,0,0,0,0,0,null,0,0,null,0,0]
[1536,0,244.28444630267907,0,0,0,0,0,0,0,0,{"$f":"SUM(K1606:K1629)","v":0},0,0,null,0,0]
[1537,0,244.28444630267907,0,0,0,0,0,0,0,0,null,0,0,null,0,{"$f":"IF(P1630<$D$7, P1630,$D$7)","v":0}]
[1538,0,244.28444630267907,{"$f":"IF($I$5<C1631,$I$5,0)","v":0},0,0,0,0,0,0,{"$f":"SUM(G1631:J1631)","v":0},null,0,{"$f":"IF(M1631<$Q$88,M1631,$Q$88)","v":0},null,0,0]
[{"$f":"A1631+1","v":1539},0,{"$f":"IF(C1631+B1632-D1631>=0,C1631+B1632-D1631,0)","v":244.28444630267907},0,{"$f":"IF(E1631+D1632-F1631>=0,E1631+D1632-F1631,0)","v":0},0,0,0,0,0,0,null,{"$f":"IF(M1631+K1632-N1631>=0,M1631+K1632-N1631,0)","v":0},0,null,{"$f":"IF(P1631+N1632-Q1631>0,P1631+N1632-Q1631,0)","v":0},0]
[1540,0,244.28444630267907,0,0,0,0,0,0,0,0,null,0,0,null,0,0]
[1541,0,244.28444630267907,0,0,0,0,0,0,0,0,null,0,0,null,0,0]
[1542,0,244.28444630267907,0,0,0,0,0,0,0,0,null,0,0,null,0,0]
[1543,0,244.28444630267907,0,0,0,0,0,0,0,0,null,0,0,null,0,0]
[1544,4.2431979496034597E-2,244.3268782821751,0,0,0.179573625379915,0,0,0,0,0,null,0,0,null,0,0]
[1545,0.31116784963758698,244.6380461318127,0,0,4.24319794960345E-2,0,0,0,0,0,null,0,0,null,0,0]
[1546,0.90521556258207103,245.54326169439477,0,0,0.31116784963758798,0,0,0,0,0,null,0,0,null,0,0]
[1547,0.94764754207810598,246.49090923647287,0,0,0.90521556258207003,0,0,0,0,0,null,0,0,null,0,0]
[1548,0.82035160359000203,247.31126084006289,0,0,0.94764754207810598,0,0,0,0,0,null,0,0,null,0,0]
[1549,0.594047712944484,247.90530855300736,0,0,0.82035160359000203,0,0,0,0,0,null,0,0,null,0,0]
[1550,0.74963163776327801,248.65494019077065,0,0,0.594047712944485,0,0,0,0,0,null,0,0,null,0,0]
[1551,0.594047712944484,249.24898790371512,0,0,0.74963163776327801,0,0,0,0,0,null,0,0,null,0,0]
[1552,0.19801590431482799,249.44700380802993,0,0,0.594047712944485,0,0,0,0,0,null,0,0,null,0,0]
[1553,4.2431979496034597E-2,249.48943578752596,0,0,0.19801590431482899,0,0,0,0,0,null,0,0,null,0,0]
[1554,0,249.48943578752596,0,0,0,0,0,0,0,0,null,0,0,null,0,0]
[1555,0,249.48943578752596,0,0,0,0,0,0,0,0,null,0,0,null,0,0]
[1556,0,249.48943578752596,0,0,0,0,0,0,0,0,null,0,0,null,0,0]
[1557,0,249.48943578752596,0,0,0,0,0,0,0,0,null,0,0,null,0,0]
[1558,0,249.48943578752596,0,0,0,0,0,0,0,0,null,0,0,null,0,0]
[1559,0,249.48943578752596,0,0,0,0,0,0,0,0,null,0,0,null,0,0]
[1560,0,249.48943578752596,0,0,0,0,0,0,0,0,{"$f":"SUM(K1630:K1653)","v":0},0,0,null,0,0]
[1561,0,249.48943578752596,0,0,0,0,0,0,0,0,null,0,0,null,0,0]
[1562,0,249.48943578752596,0,0,0,0,0,0,0,0,null,0,0,null,0,0]
[1563,0,249.48943578752596,0,0,0,0,0,0,0,0,null,0,0,null,0,0]
[1564,0,249.48943578752596,0,0,0,0,0,0,0,0,null,0,0,null,0,0]
[1565,0,249.48943578752596,0,0,0,0,0,0,0,0,null,0,0,null,0,0]
[1566,0,249.48943578752596,0,0,0,0,0,0,0,0,null,0,0,null,0,0]
[1567,0,249.48943578752596,0,0,0,0,0,0,0,0,null,0,0,null,0,0]
[1568,0,249.48943578752596,0,0,0,0,0,0,0,0,null,0,0,null,0,0]
[1569,0.280801420059555,249.77023720758552,0,0,4.24319794960345E-2,0,0,0,0,0,null,0,0,null,0,0]
[1570,0.57638186222750798,250.34661906981304,0,0,0.280801420059556,0,0,0,0,0,null,0,0,null,0,0]
[1571,0.65027697276949703,250.99689604258253,0,0,0.57638186222750898,0,0,0,0,0,null,0,0,null,0,0]
[1572,0.73895110541988296,251.73584714800242,0,0,0.65027697276949603,0,0,0,0,0,null,0,0,null,0,0]
[1573,0.90152034861225705,252.63736749661467,0,0,0.73895110541988196,0,0,0,0,0,null,0,0,null,0,0]
[1574,1.2709959013222001,253.90836339793688,0,0,0.90152034861225705,0,0,0,0,0,null,0,0,null,0,0]
[1575,0.99019448126264298,254.89855787919953,0,0,1.2709959013222001,0,0,0,0,0,null,0,0,null,0,0]
[1576,0.413812619035134,255.31237049823466,0,0,0.99019448126264298,0,0,0,0,0,null,0,0,null,0,0]
[1577,4.4337066325192999E-2,255.35670756455985,0,0,0.413812619035135,0,0,0,0,0,null,0,0,null,0,0]
[1578,0,255.35670756455985,0,0,0,0,0,0,0,0,null,0,0,null,0,0]
[1579,0,255.35670756455985,0,0,0,0,0,0,0,0,null,0,0,null,0,0]
[1580,0,255.35670756455985,0,0,0,0,0,0,0,0,null,0,0,null,0,0]
[1581,0,255.35670756455985,0,0,0,0,0,0,0,0,null,0,0,null,0,0]
[1582,0,255.35670756455985,0,0,0,0,0,0,0,0,null,0,0,null,0,0]
[1583,0,255.35670756455985,0,0,0,0,0,0,0,0,null,0,0,null,0,0]
[1584,0,255.35670756455985,0,0,0,0,0,0,0,0,{"$f":"SUM(K1654:K1677)","v":0},0,0,null,0,0]
[1585,0,255.35670756455985,0,0,0,0,0,0,0,0,null,0,0,null,0,0]
[1586,0,255.35670756455985,0,0,0,0,0,0,0,0,null,0,0,null,0,0]
[1587,0,255.35670756455985,0,0,0,0,0,0,0,0,null,0,0,null,0,0]
[1588,0,255.35670756455985,0,0,0,0,0,0,0,0,null,0,0,null,0,0]
[1589,0,255.35670756455985,0,0,0,0,0,0,0,0,null,0,0,null,0,0]
[1590,0,255.35670756455985,0,0,0,0,0,0,0,0,null,0,0,null,0,0]
[1591,0,255.35670756455985,0,0,0,0,0,0,0,0,null,0,0,null,0,0]
[1592,0.120712354801216,255.47741991936107,0,0,4.4337066325193401E-2,0,0,0,0,0,null,0,0,null,0,0]
[1593,0.63253273915837405,256.10995265851943,0,0,0.120712354801216,0,0,0,0,0,null,0,0,null,0,0]
[1594,1.20712354801216,257.31707620653157,0,0,0.63253273915837305,0,0,0.33333333333333298,0,0.33333333333333298,null,0.33333333333333298,0.33333333333333298,null,0.33333333333333298,0.33333333333333298]
[1595,1.65134501368064,258.96842122021224,0,0,0.87379021467883,0,0,0.21,0,0.21,null,0.21000000000000002,0.21000000000000002,null,0.21000000000000002,0.21000000000000002]
[1596,1.87828424070693,260.84670546091917,0,0,1.4413450136806401,0,0,0,0,0,null,0,0,null,0,0]
[1597,1.83965628717054,262.68636174808972,0,0,1.87828424070693,0,0,0,0,0,null,0,0,null,0,0]
[1598,1.5692606124158099,264.25562236050553,0,0,1.83965628717054,0,0,0,0,0,null,0,0,null,0,0]
[1599,1.0719257106347999,265.32754807114031,0,0,1.5692606124158099,0,0,0,0,0,null,0,0,null,0,0]
[1600,0.51182038435715704,265.83936845549749,0,0,1.0719257106347999,0,0,0,0,0,null,0,0,null,0,0]
[1601,5.3113436112535203E-2,265.89248189161003,0,0,0.51182038435715804,0,0,0,0,0,null,0,0,null,0,{"$f":"IF(P1694<$D$7, P1694,$D$7)","v":0}]
[1602,0,265.89248189161003,{"$f":"IF($I$5<C1695,$I$5,0)","v":0},0,0,0,0,0,0,{"$f":"SUM(G1695:J1695)","v":0},null,0,{"$f":"IF(M1695<$Q$88,M1695,$Q$88)","v":0},null,0,0]
[{"$f":"A1695+1","v":1603},0,{"$f":"IF(C1695+B1696-D1695>=0,C1695+B1696-D1695,0)","v":265.89248189161003},0,{"$f":"IF(E1695+D1696-F1695>=0,E1695+D1696-F1695,0)","v":0},0,0,0,0,0,0,null,{"$f":"IF(M1695+K1696-N1695>=0,M1695+K1696-N1695,0)","v":0},0,null,{"$f":"IF(P1695+N1696-Q1695>0,P1695+N1696-Q1695,0)","v":0},0]
[1604,0,265.89248189161003,0,0,0,0,0,0,0,0,null,0,0,null,0,0]
[1605,0,265.89248189161003,0,0,0,0,0,0,0,0,null,0,0,null,0,0]
[1606,0,265.89248189161003,0,0,0,0,0,0,0,0,null,0,0,null,0,0]
[1607,0,265.89248189161003,0,0,0,0,0,0,0,0,null,0,0,null,0,0]
[1608,0,265.89248189161003,0,0,0,0,0,0,0,0,{"$f":"SUM(K1678:K1701)","v":0.543333333333333},0,0,null,0,0]
[1609,0,265.89248189161003,0,0,0,0,0,0,0,0,null,0,0,null,0,0]
[1610,0,265.89248189161003,0,0,0,0,0,0,0,0,null,0,0,null,0,0]
[1611,0,265.89248189161003,0,0,0,0,0,0,0,0,null,0,0,null,0,0]
[1612,0,265.89248189161003,0,0,0,0,0,0,0,0,null,0,0,null,0,0]
[1613,0,265.89248189161003,0,0,0,0,0,0,0,0,null,0,0,null,0,0]
[1614,0,265.89248189161003,0,0,0,0,0,0,0,0,null,0,0,null,0,0]
[1615,0,265.89248189161003,0,0,0,0,0,0,0,0,null,0,0,null,0,0]
[1616,0.13907466438914101,266.03155655599915,0,0,5.3113436112535099E-2,0,0,0,0,0,null,0,0,null,0,0]
[1617,0.53891432450791998,266.57047088050706,0,0,0.13907466438914001,0,0,0,0,0,null,0,0,null,0,0]
[1618,1.1125973151131301,267.68306819562019,0,0,0.53891432450791998,0,0,0,0,0,null,0,0,null,0,0]
[1619,1.1647503142590501,268.84781850987923,0,0,1.1125973151131301,0,0,0,0,0,null,0,0,null,0,0]
[1620,1.0604443159671999,269.90826282584641,0,0,1.1647503142590501,0,0,0,0,0,null,0,0,null,0,0]
[1621,1.0082913168212699,270.91655414266768,0,0,1.0604443159671999,0,0,0,0,0,null,0,0,null,0,0]
[1622,0.81706365328620201,271.73361779595388,0,0,1.0082913168212699,0,0,0,0,0,null,0,0,null,0,0]
[1623,0.53891432450791998,272.27253212046179,0,0,0.81706365328620201,0,0,0,0,0,null,0,0,null,0,0]
[1624,0.24338066268099601,272.51591278314277,0,0,0.53891432450791998,0,0,0,0,0,null,0,0,null,0,0]
[1625,5.2152999145927803E-2,272.56806578228867,0,0,0.24338066268099601,0,0,0,0,0,null,0,0,null,0,0]
[1626,0,272.56806578228867,0,0,0,0,0,0,0,0,null,0,0,null,0,0]
[1627,0,272.56806578228867,0,0,0,0,0,0,0,0,null,0,0,null,0,0]
[1628,0,272.56806578228867,0,0,0,0,0,0,0,0,null,0,0,null,0,0]
[1629,0,272.56806578228867,0,0,0,0,0,0,0,0,null,0,0,null,0,0]
[1630,0,272.56806578228867,0,0,0,0,0,0,0,0,null,0,0,null,0,0]
[1631,0,272.56806578228867,0,0,0,0,0,0,0,0,null,0,0,null,0,0]
[1632,0,272.56806578228867,0,0,0,0,0,0,0,0,{"$f":"SUM(K1702:K1725)","v":0},0,0,null,0,0]
[1633,0,272.56806578228867,0,0,0,0,0,0,0,0,null,0,0,null,0,0]
[1634,0,272.56806578228867,0,0,0,0,0,0,0,0,null,0,0,null,0,0]
[1635,0,272.56806578228867,0,0,0,0,0,0,0,0,null,0,0,null,0,0]
[1636,0,272.56806578228867,0,0,0,0,0,0,0,0,null,0,0,null,0,0]
[1637,0,272.56806578228867,0,0,0,0,0,0,0,0,null,0,0,null,0,0]
[1638,0,272.56806578228867,0,0,0,0,0,0,0,0,null,0,0,null,0,0]
[1639,0,272.56806578228867,0,0,0,0,0,0,0,0,null,0,0,null,0,0]
[1640,0.112705064009193,272.68077084629789,0,0,5.21529991459279E-2,0,0,0,0,0,null,0,0,null,0,0]
[1641,0.52595696537623504,273.20672781167411,0,0,0.112705064009194,0,0,0,0,0,null,0,0,null,0,0]
[1642,0.88285633473868097,274.08958414641279,0,0,0.52595696537623404,0,0,0,0,0,null,0,0,null,0,0]
[1643,1.2961082361057199,275.38569238251853,0,0,0.88285633473868097,0,0,0,0,0,null,0,0,null,0,0]
[1644,1.4088133001149199,276.79450568263343,0,0,1.2961082361057199,0,0,0.33333333333333298,0,0.33333333333333298,null,0.33333333333333298,0.33333333333333298,null,0.33333333333333298,0.33333333333333298]
[1645,1.0519139307524701,277.84641961338588,0,0,1.07547996678158,0,0,0.21,0,0.21,null,0.21000000000000002,0.21000000000000002,null,0.21000000000000002,0.21000000000000002]
[1646,0.99556139874787397,278.84198101213377,0,0,0.84191393075247201,0,0,0,0,0,null,0,0,null,0,0]
[1647,0.61987785205056301,279.46185886418431,0,0,0.99556139874787297,0,0,0,0,0,null,0,0,null,0,0]
[1648,0.26297848268811802,279.72483734687245,0,0,0.61987785205056201,0,0,0,0,0,null,0,0,null,0,0]
[1649,5.6352532004596598E-2,279.78118987887706,0,0,0.26297848268811802,0,0,0,0,0,null,0,0,null,0,0]
[1650,0,279.78118987887706,0,0,0,0,0,0,0,0,null,0,0,null,0,0]
[1651,0,279.78118987887706,0,0,0,0,0,0,0,0,null,0,0,null,0,0]
[1652,0,279.78118987887706,0,0,0,0,0,0,0,0,null,0,0,null,0,0]
[1653,0,279.78118987887706,0,0,0,0,0,0,0,0,null,0,0,null,0,0]
[1654,0,279.78118987887706,0,0,0,0,0,0,0,0,null,0,0,null,0,0]
[1655,0,279.78118987887706,0,0,0,0,0,0,0,0,null,0,0,null,0,0]
[1656,0,279.78118987887706,0,0,0,0,0,0,0,0,{"$f":"SUM(K1726:K1749)","v":0.543333333333333},0,0,null,0,0]
[1657,0,279.78118987887706,0,0,0,0,0,0,0,0,null,0,0,null,0,0]
[1658,0,279.78118987887706,0,0,0,0,0,0,0,0,null,0,0,null,0,0]
[1659,0,279.78118987887706,0,0,0,0,0,0,0,0,null,0,0,null,0,0]
[1660,0,279.78118987887706,0,0,0,0,0,0,0,0,null,0,0,null,0,0]
[1661,0,279.78118987887706,0,0,0,0,0,0,0,0,null,0,0,null,0,0]
[1662,0,279.78118987887706,0,0,0,0,0,0,0,0,null,0,0,null,0,0]
[1663,0,279.78118987887706,0,0,0,0,0,0,0,0,null,0,0,null,0,0]
[1664,0.278025759899104,280.05921563877615,0,0,5.6352532004596299E-2,0,0,0,0,0,null,0,0,null,0,0]
[1665,1.0227376167716999,281.08195325554783,0,0,0.278025759899104,0,0,0,0,0,null,0,0,null,0,{"$f":"IF(P1758<$D$7, P1758,$D$7)","v":0}]
[1666,1.65326032225717,282.73521357780498,{"$f":"IF($I$5<C1759,$I$5,0)","v":0},0,1.0227376167716999,0,0,0,0,{"$f":"SUM(G1759:J1759)","v":0},null,0,{"$f":"IF(M1759<$Q$88,M1759,$Q$88)","v":0},null,0,0]
[{"$f":"A1759+1","v":1667},2.19441760491793,{"$f":"IF(C1759+B1760-D1759>=0,C1759+B1760-D1759,0)","v":284.92963118272291},0,{"$f":"IF(E1759+D1760-F1759>=0,E1759+D1760-F1759,0)","v":0},1.65326032225717,0,0,0,0,0,null,{"$f":"IF(M1759+K1760-N1759>=0,M1759+K1760-N1759,0)","v":0},0,null,{"$f":"IF(P1759+N1760-Q1759>0,P1759+N1760-Q1759,0)","v":0},0]
[1668,2.1100169278057002,287.03964811052862,0,0,2.19441760491793,0,0,0,0,0,null,0,0,null,0,0]
[1669,2.1249111649431498,289.16455927547179,0,0,2.1100169278057002,0,0,0,0,0,null,0,0,null,0,0]
[1670,1.69794303366953,290.86250230914129,0,0,2.1249111649431498,0,0,0,0,0,null,0,0,null,0,0]
[1671,1.18657422528368,292.04907653442496,0,0,1.69794303366952,0,0,0,0,0,null,0,0,null,0,0]
[1672,0.590804739785596,292.63988127421055,0,0,1.18657422528368,0,0,0,0,0,null,0,0,null,0,0]
[1673,9.4330168537195905E-2,292.73421144274772,0,0,0.590804739785595,0,0,0,0,0,null,0,0,null,0,0]
[1674,0,292.73421144274772,0,0,0,0,0,0,0,0,null,0,0,null,0,0]
[1675,0,292.73421144274772,0,0,0,0,0,0,0,0,null,0,0,null,0,0]
[1676,0,292.73421144274772,0,0,0,0,0,0,0,0,null,0,0,null,0,0]
[1677,0,292.73421144274772,0,0,0,0,0,0,0,0,null,0,0,null,0,0]
[1678,0,292.73421144274772,0,0,0,0,0,0,0,0,null,0,0,null,0,0]
[1679,0,292.73421144274772,0,0,0,0,0,0,0,0,null,0,0,null,0,0]
[1680,0,292.73421144274772,0,0,0,0,0,0,0,0,{"$f":"SUM(K1750:K1773)","v":0},0,0,null,0,0]
[1681,0,292.73421144274772,0,0,0,0,0,0,0,0,null,0,0,null,0,0]
[1682,0,292.73421144274772,0,0,0,0,0,0,0,0,null,0,0,null,0,0]
[1683,0,292.73421144274772,0,0,0,0,0,0,0,0,null,0,0,null,0,0]
[1684,0,292.73421144274772,0,0,0,0,0,0,0,0,null,0,0,null,0,0]
[1685,0,292.73421144274772,0,0,0,0,0,0,0,0,null,0,0,null,0,0]
[1686,0,292.73421144274772,0,0,0,0,0,0,0,0,null,0,0,null,0,0]
[1687,0,292.73421144274772,0,0,0,0,0,0,0,0,null,0,0,null,0,0]
[1688,0.1951504057349,292.92936184848264,0,0,9.4330168537196293E-2,0,0,0,0,0,null,0,0,null,0,0]
[1689,0.76559005326768603,293.6949519017503,0,0,0.1951504057349,0,0,0,0,0,null,0,0,null,0,0]
[1690,1.39107212293083,295.08602402468114,0,0,0.76559005326768703,0,0,0.33333333333333298,0,0.33333333333333298,null,0.33333333333333298,0.33333333333333298,null,0.33333333333333298,0.33333333333333298]
[1691,1.87644620898943,296.96247023367056,0,0,1.0577387895974999,0,0,0.21,0,0.21,null,0.21000000000000002,0.21000000000000002,null,0.21000000000000002,0.21000000000000002]
[1692,2.0415734753804999,299.00404370905107,0,0,1.6664462089894301,0,0,0,0,0,null,0,0,null,0,0]
[1693,2.03156576226589,301.03560947131695,0,0,2.0415734753804999,0,0,0,0,0,null,0,0,null,0,0]
[1694,1.9865310532501399,303.02214052456708,0,0,2.03156576226589,0,0,0,0,0,null,0,0,null,0,0]
[1695,1.2909949917847301,304.31313551635179,0,0,1.9865310532501399,0,0,0,0,0,null,0,0,null,0,0]
[1696,0.53040879507434502,304.84354431142611,0,0,1.2909949917847301,0,0,0,0,0,null,0,0,null,0,0]
[1697,9.5073274588797593E-2,304.93861758601491,0,0,0.53040879507434402,0,0,0,0,0,null,0,0,null,0,0]
[1698,0,304.93861758601491,0,0,0,0,0,0,0,0,null,0,0,null,0,0]
[1699,0,304.93861758601491,0,0,0,0,0,0,0,0,null,0,0,null,0,0]
[1700,0,304.93861758601491,0,0,0,0,0,0,0,0,null,0,0,null,0,0]
[1701,0,304.93861758601491,0,0,0,0,0,0,0,0,null,0,0,null,0,0]
[1702,0,304.93861758601491,0,0,0,0,0,0,0,0,null,0,0,null,0,0]
[1703,0,304.93861758601491,0,0,0,0,0,0,0,0,null,0,0,null,0,0]
[1704,0,304.93861758601491,0,0,0,0,0,0,0,0,{"$f":"SUM(K1774:K1797)","v":0.543333333333333},0,0,null,0,0]
[1705,0,304.93861758601491,0,0,0,0,0,0,0,0,null,0,0,null,0,0]
[1706,0,304.93861758601491,0,0,0,0,0,0,0,0,null,0,0,null,0,0]
[1707,0,304.93861758601491,0,0,0,0,0,0,0,0,null,0,0,null,0,0]
[1708,0,304.93861758601491,0,0,0,0,0,0,0,0,null,0,0,null,0,0]
[1709,0,304.93861758601491,0,0,0,0,0,0,0,0,null,0,0,null,0,0]
[1710,0,304.93861758601491,0,0,0,0,0,0,0,0,null,0,0,null,0,0]
[1711,0,304.93861758601491,0,0,0,0,0,0,0,0,null,0,0,null,0,0]
[1712,0.122608788501441,305.06122637451637,0,0,9.5073274588798301E-2,0,0,0,0,0,null,0,0,null,0,0]
[1713,0.63347874059078102,305.69470511510713,0,0,0.122608788501441,0,0,0,0,0,null,0,0,null,0,0]
[1714,0.89913111567723702,306.59383623078435,0,0,0.63347874059078202,0,0,0,0,0,null,0,0,null,0,0]
[1715,1.0217399041786801,307.61557613496302,0,0,0.89913111567723603,0,0,0,0,0,null,0,0,null,0,0]
[1716,1.0830442984294,308.69862043339242,0,0,1.0217399041786801,0,0,0,0,0,null,0,0,null,0,0]
[1717,1.0217399041786801,309.72036033757109,0,0,1.0830442984294,0,0,0,0,0,null,0,0,null,0,0]
[1718,1.0830442984294,310.80340463600049,0,0,1.0217399041786801,0,0,0,0,0,null,0,0,null,0,0]
[1719,0.85826151951009,311.6616661555106,0,0,1.0830442984294,0,0,0,0,0,null,0,0,null,0,0]
[1720,0.51086995208934005,312.17253610759997,0,0,0.85826151951009,0,0,0,0,0,null,0,0,null,0,0]
[1721,6.1304394250720699E-2,312.23384050185069,0,0,0.51086995208934005,0,0,0.33333333333333298,0,0.33333333333333298,null,0.33333333333333298,0.33333333333333298,null,0.33333333333333298,0.33333333333333298]
[1722,0,312.23384050185069,0,0,0,0,0,0.21,0,0.21,null,0.21000000000000002,0.21000000000000002,null,0.21000000000000002,0.21000000000000002]
[1723,0,312.23384050185069,0,0,0,0,0,0,0,0,null,0,0,null,0,0]
[1724,0,312.23384050185069,0,0,0,0,0,0,0,0,null,0,0,null,0,0]
[1725,0,312.23384050185069,0,0,0,0,0,0,0,0,null,0,0,null,0,0]
[1726,0,312.23384050185069,0,0,0,0,0,0,0,0,null,0,0,null,0,0]
[1727,0,312.23384050185069,0,0,0,0,0,0,0,0,null,0,0,null,0,0]
[1728,0,312.23384050185069,0,0,0,0,0,0,0,0,{"$f":"SUM(K1798:K1821)","v":0.543333333333333},0,0,null,0,0]
[1729,0,312.23384050185069,0,0,0,0,0,0,0,0,null,0,0,null,0,{"$f":"IF(P1822<$D$7, P1822,$D$7)","v":0}]
[1730,0,312.23384050185069,{"$f":"IF($I$5<C1823,$I$5,0)","v":0},0,0,0,0,0,0,{"$f":"SUM(G1823:J1823)","v":0},null,0,{"$f":"IF(M1823<$Q$88,M1823,$Q$88)","v":0},null,0,0]
[{"$f":"A1823+1","v":1731},0,{"$f":"IF(C1823+B1824-D1823>=0,C1823+B1824-D1823,0)","v":312.23384050185069},0,{"$f":"IF(E1823+D1824-F1823>=0,E1823+D1824-F1823,0)","v":0},0,0,0,0,0,0,null,{"$f":"IF(M1823+K1824-N1823>=0,M1823+K1824-N1823,0)","v":0},0,null,{"$f":"IF(P1823+N1824-Q1823>0,P1823+N1824-Q1823,0)","v":0},0]
[1732,0,312.23384050185069,0,0,0,0,0,0,0,0,null,0,0,null,0,0]
[1733,0,312.23384050185069,0,0,0,0,0,0,0,0,null,0,0,null,0,0]
[1734,0,312.23384050185069,0,0,0,0,0,0,0,0,null,0,0,null,0,0]
[1735,0,312.23384050185069,0,0,0,0,0,0,0,0,null,0,0,null,0,0]
[1736,0.23875606045171399,312.47259656230239,0,0,0,0,0,0,0,0,null,0,0,null,0,0]
[1737,0.87374558292967697,313.34634214523209,0,0,0,0,0,0,0,0,null,0,0,null,0,0]
[1738,1.41221669799099,314.75855884322306,0,0,0.630472704298779,0,0,0,0,0,null,0,0,null,0,0]
[1739,1.9760873939514201,316.7346462371745,0,0,1.41221669799099,0,0,0,0,0,null,0,0,null,0,0]
[1740,2.2148434544031401,318.94948969157764,0,0,1.9760873939514201,0,0,0,0,0,null,0,0,null,0,0]
[1741,2.18944387350402,321.13893356508169,0,0,2.2148434544031401,0,0,0,0,0,null,0,0,null,0,0]
[1742,1.9202083159733601,323.05914188105504,0,0,2.18944387350402,0,0,0,0,0,null,0,0,null,0,0]
[1743,1.4376162788901099,324.49675815994516,0,0,1.9202083159733601,0,0,0,0,0,null,0,0,null,0,0]
[1744,0.76198742697355604,325.25874558691874,0,0,1.4376162788901099,0,0,0,0,0,null,0,0,null,0,0]
[1745,0.15747740157453499,325.41622298849325,0,0,0.76198742697355504,0,0,0,0,0,null,0,0,null,0,0]
[1746,0,325.41622298849325,0,0,0,0,0,0,0,0,null,0,0,null,0,0]
[1747,0,325.41622298849325,0,0,0,0,0,0,0,0,null,0,0,null,0,0]
[1748,0,325.41622298849325,0,0,0,0,0,0,0,0,null,0,0,null,0,0]
[1749,0,325.41622298849325,0,0,0,0,0,0,0,0,null,0,0,null,0,0]
[1750,0,325.41622298849325,0,0,0,0,0,0,0,0,null,0,0,null,0,0]
[1751,0,325.41622298849325,0,0,0,0,0,0,0,0,null,0,0,null,0,0]
[1752,0,325.41622298849325,0,0,0,0,0,0,0,0,{"$f":"SUM(K1822:K1845)","v":0},0,0,null,0,0]
[1753,0,325.41622298849325,0,0,0,0,0,0,0,0,null,0,0,null,0,0]
[1754,0,325.41622298849325,0,0,0,0,0,0,0,0,null,0,0,null,0,0]
[1755,0,325.41622298849325,0,0,0,0,0,0,0,0,null,0,0,null,0,0]
[1756,0,325.41622298849325,0,0,0,0,0,0,0,0,null,0,0,null,0,0]
[1757,0,325.41622298849325,0,0,0,0,0,0,0,0,null,0,0,null,0,0]
[1758,0,325.41622298849325,0,0,0,0,0,0,0,0,null,0,0,null,0,0]
[1759,0,325.41622298849325,0,0,0,0,0,0,0,0,null,0,0,null,0,0]
[1760,0.21249526901457799,325.62871825750784,0,0,0.15747740157453499,0,0,0,0,0,null,0,0,null,0,0]
[1761,0.855040487225326,326.48375874473317,0,0,0.21249526901457699,0,0,0,0,0,null,0,0,null,0,0]
[1762,1.4773480607680201,327.96110680550117,0,0,0.855040487225327,0,0,0,0,0,null,0,0,null,0,0]
[1763,2.0541209338075901,330.01522773930878,0,0,1.4773480607680201,0,0,0,0,0,null,0,0,null,0,0]
[1764,2.23625973582008,332.25148747512884,0,0,2.0541209338075901,0,0,0.33333333333333298,0,0.33333333333333298,null,0.33333333333333298,0.33333333333333298,null,0.33333333333333298,0.33333333333333298]
[1765,2.18060621298293,334.43209368811176,0,0,1.90292640248675,0,0,0.21,0,0.21,null,0.21000000000000002,0.21000000000000002,null,0.21000000000000002,0.21000000000000002]
[1766,1.96811094396835,336.40020463208009,0,0,1.97060621298293,0,0,0,0,0,null,0,0,null,0,0]
[1767,1.37615983742774,337.77636446950783,0,0,1.96811094396835,0,0,0,0,0,null,0,0,null,0,0]
[1768,0.78926814205414697,338.56563261156197,0,0,1.37615983742774,0,0,0,0,0,null,0,0,null,0,0]
[1769,0.16696056851145399,338.73259318007342,0,0,0.78926814205414697,0,0,0,0,0,null,0,0,null,0,0]
[1770,0,338.73259318007342,0,0,0,0,0,0,0,0,null,0,0,null,0,0]
[1771,0,338.73259318007342,0,0,0,0,0,0,0,0,null,0,0,null,0,0]
[1772,0,338.73259318007342,0,0,0,0,0,0,0,0,null,0,0,null,0,0]
[1773,0,338.73259318007342,0,0,0,0,0,0,0,0,null,0,0,null,0,0]
[1774,0,338.73259318007342,0,0,0,0,0,0,0,0,null,0,0,null,0,0]
[1775,0,338.73259318007342,0,0,0,0,0,0,0,0,null,0,0,null,0,0]
[1776,0,338.73259318007342,0,0,0,0,0,0,0,0,{"$f":"SUM(K1846:K1869)","v":0.543333333333333},0,0,null,0,0]
[1777,0,338.73259318007342,0,0,0,0,0,0,0,0,null,0,0,null,0,0]
[1778,0,338.73259318007342,0,0,0,0,0,0,0,0,null,0,0,null,0,0]
[1779,0,338.73259318007342,0,0,0,0,0,0,0,0,null,0,0,null,0,0]
[1780,0,338.73259318007342,0,0,0,0,0,0,0,0,null,0,0,null,0,0]
[1781,0,338.73259318007342,0,0,0,0,0,0,0,0,null,0,0,null,0,0]
[1782,0,338.73259318007342,0,0,0,0,0,0,0,0,null,0,0,null,0,0]
[1783,0,338.73259318007342,0,0,0,0,0,0,0,0,null,0,0,null,0,0]
[1784,0.26280666168685002,338.99539984176027,0,0,0.16696056851145399,0,0,0,0,0,null,0,0,null,0,0]
[1785,0.89750954274188499,339.89290938450216,0,0,0.26280666168685002,0,0,0,0,0,null,0,0,null,0,0]
[1786,1.5421296563133999,341.43503904081558,0,0,0.89750954274188499,0,0,0,0,0,null,0,0,null,0,0]
[1787,1.9983223520717099,343.43336139288726,0,0,1.5421296563133999,0,0,0,0,0,null,0,0,null,0,0]
[1788,2.2165014674343801,345.64986286032166,0,0,1.9983223520717099,0,0,0,0,0,null,0,0,null,0,0]
[1789,2.2165014674343801,347.86636432775606,0,0,2.2165014674343801,0,0,0,0,0,null,0,0,null,0,0]
[1790,1.91402587568159,349.78039020343766,0,0,2.2165014674343801,0,0,0,0,0,null,0,0,null,0,0]
[1791,1.4181642498573399,351.198554453295,0,0,1.91402587568159,0,0,0.33333333333333298,0,0.33333333333333298,null,0.33333333333333298,0.33333333333333298,null,0.33333333333333298,0.33333333333333298]
[1792,0.74379243873636902,351.94234689203137,0,0,1.08483091652401,0,0,0.21,0,0.21,null,0.21000000000000002,0.21000000000000002,null,0.21000000000000002,0.21000000000000002]
[1793,0.16363433652200099,352.10598122855339,0,0,0.53379243873636795,0,0,0,0,0,null,0,0,null,0,{"$f":"IF(P1886<$D$7, P1886,$D$7)","v":0}]
[1794,0,352.10598122855339,{"$f":"IF($I$5<C1887,$I$5,0)","v":0},0,0,0,0,0,0,{"$f":"SUM(G1887:J1887)","v":0},null,0,{"$f":"IF(M1887<$Q$88,M1887,$Q$88)","v":0},null,0,0]
[{"$f":"A1887+1","v":1795},0,{"$f":"IF(C1887+B1888-D1887>=0,C1887+B1888-D1887,0)","v":352.10598122855339},0,{"$f":"IF(E1887+D1888-F1887>=0,E1887+D1888-F1887,0)","v":0},0,0,0,0,0,0,null,{"$f":"IF(M1887+K1888-N1887>=0,M1887+K1888-N1887,0)","v":0},0,null,{"$f":"IF(P1887+N1888-Q1887>0,P1887+N1888-Q1887,0)","v":0},0]
[1796,0,352.10598122855339,0,0,0,0,0,0,0,0,null,0,0,null,0,0]
[1797,0,352.10598122855339,0,0,0,0,0,0,0,0,null,0,0,null,0,0]
[1798,0,352.10598122855339,0,0,0,0,0,0,0,0,null,0,0,null,0,0]
[1799,0,352.10598122855339,0,0,0,0,0,0,0,0,null,0,0,null,0,0]
[1800,0,352.10598122855339,0,0,0,0,0,0,0,0,{"$f":"SUM(K1870:K1893)","v":0.543333333333333},0,0,null,0,0]
[1801,0,352.10598122855339,0,0,0,0,0,0,0,0,null,0,0,null,0,0]
[1802,0,352.10598122855339,0,0,0,0,0,0,0,0,null,0,0,null,0,0]
[1803,0,352.10598122855339,0,0,0,0,0,0,0,0,null,0,0,null,0,0]
[1804,0,352.10598122855339,0,0,0,0,0,0,0,0,null,0,0,null,0,0]
[1805,0,352.10598122855339,0,0,0,0,0,0,0,0,null,0,0,null,0,0]
[1806,0,352.10598122855339,0,0,0,0,0,0,0,0,null,0,0,null,0,0]
[1807,0,352.10598122855339,0,0,0,0,0,0,0,0,null,0,0,null,0,0]
[1808,0.27779938819369698,352.38378061674706,0,0,0.16363433652200099,0,0,0,0,0,null,0,0,null,0,0]
[1809,0.88300519818710699,353.26678581493417,0,0,0.27779938819369598,0,0,0,0,0,null,0,0,null,0,0]
[1810,1.5030931182623199,354.76987893319648,0,0,0.88300519818710799,0,0,0,0,0,null,0,0,null,0,0]
[1811,1.96939923415889,356.73927816735539,0,0,1.5030931182623199,0,0,0,0,0,null,0,0,null,0,0]
[1812,2.21743440218897,358.95671256954438,0,0,1.96939923415889,0,0,0,0,0,null,0,0,null,0,0]
[1813,2.19263088538596,361.14934345493032,0,0,2.21743440218897,0,0,0,0,0,null,0,0,null,0,0]
[1814,1.9297136072740699,363.07905706220441,0,0,2.19263088538596,0,0,0,0,0,null,0,0,null,0,0]
[1815,1.4336432712139,364.51270033341831,0,0,1.9297136072740699,0,0,0,0,0,null,0,0,null,0,0]
[1816,0.77386972425387002,365.28657005767218,0,0,1.4336432712139,0,0,0,0,0,null,0,0,null,0,0]
[1817,0.17858532098166199,365.46515537865383,0,0,0.77386972425387002,0,0,0,0,0,null,0,0,null,0,0]
[1818,0,365.46515537865383,0,0,0,0,0,0,0,0,null,0,0,null,0,0]
[1819,0,365.46515537865383,0,0,0,0,0,0,0,0,null,0,0,null,0,0]
[1820,0,365.46515537865383,0,0,0,0,0,0,0,0,null,0,0,null,0,0]
[1821,0,365.46515537865383,0,0,0,0,0,0,0,0,null,0,0,null,0,0]
[1822,0,365.46515537865383,0,0,0,0,0,0,0,0,null,0,0,null,0,0]
[1823,0,365.46515537865383,0,0,0,0,0,0,0,0,null,0,0,null,0,0]
[1824,0,365.46515537865383,0,0,0,0,0,0,0,0,{"$f":"SUM(K1894:K1917)","v":0},0,0,null,0,0]
[1825,0,365.46515537865383,0,0,0,0,0,0,0,0,null,0,0,null,0,0]
[1826,0,365.46515537865383,0,0,0,0,0,0,0,0,null,0,0,null,0,0]
[1827,0,365.46515537865383,0,0,0,0,0,0,0,0,null,0,0,null,0,0]
[1828,0,365.46515537865383,0,0,0,0,0,0,0,0,null,0,0,null,0,0]
[1829,0,365.46515537865383,0,0,0,0,0,0,0,0,null,0,0,null,0,0]
[1830,0,365.46515537865383,0,0,0,0,0,0,0,0,null,0,0,null,0,0]
[1831,0,365.46515537865383,0,0,0,0,0,0,0,0,null,0,0,null,0,0]
[1832,0.30459617041845299,365.76975154907228,0,0,0.17858532098166299,0,0,0,0,0,null,0,0,null,0,0]
[1833,0.91378851125535898,366.68354006032763,0,0,0.30459617041845299,0,0,0,0,0,null,0,0,null,0,0]
[1834,1.5087029066038999,368.19224296693153,0,0,0.91378851125535898,0,0,0,0,0,null,0,0,null,0,0]
[1835,1.94180058641764,370.13404355334916,0,0,1.5087029066038999,0,0,0.33333333333333298,0,0.33333333333333298,null,0.33333333333333298,0.33333333333333298,null,0.33333333333333298,0.33333333333333298]
[1836,2.1559697687431099,372.29001332209225,0,0,1.6084672530843001,0,0,0.21,0,0.21,null,0.21000000000000002,0.21000000000000002,null,0.21000000000000002,0.21000000000000002]
[1837,2.1131359322780199,374.40314925437025,0,0,1.9459697687431099,0,0,0,0,0,null,0,0,null,0,0]
[1838,1.8370956528362901,376.24024490720655,0,0,2.1131359322780199,0,0,0,0,0,null,0,0,null,0,0]
[1839,1.36116413655746,377.60140904376402,0,0,1.8370956528362901,0,0,0,0,0,null,0,0,null,0,0]
[1840,0.74245316539497896,378.343862209159,0,0,1.36116413655746,0,0,0,0,0,null,0,0,null,0,0]
[1841,0.17133534586037999,378.51519755501937,0,0,0.74245316539497896,0,0,0,0,0,null,0,0,null,0,0]
[1842,0,378.51519755501937,0,0,0,0,0,0,0,0,null,0,0,null,0,0]
[1843,0,378.51519755501937,0,0,0,0,0,0,0,0,null,0,0,null,0,0]
[1844,0,378.51519755501937,0,0,0,0,0,0,0,0,null,0,0,null,0,0]
[1845,0,378.51519755501937,0,0,0,0,0,0,0,0,null,0,0,null,0,0]
[1846,0,378.51519755501937,0,0,0,0,0,0,0,0,null,0,0,null,0,0]
[1847,0,378.51519755501937,0,0,0,0,0,0,0,0,null,0,0,null,0,0]
[1848,0,378.51519755501937,0,0,0,0,0,0,0,0,{"$f":"SUM(K1918:K1941)","v":0.543333333333333},0,0,null,0,0]
[1849,0,378.51519755501937,0,0,0,0,0,0,0,0,null,0,0,null,0,0]
[1850,0,378.51519755501937,0,0,0,0,0,0,0,0,null,0,0,null,0,0]
[1851,0,378.51519755501937,0,0,0,0,0,0,0,0,null,0,0,null,0,0]
[1852,0,378.51519755501937,0,0,0,0,0,0,0,0,null,0,0,null,0,0]
[1853,0,378.51519755501937,0,0,0,0,0,0,0,0,null,0,0,null,0,0]
[1854,0,378.51519755501937,0,0,0,0,0,0,0,0,null,0,0,null,0,0]
[1855,1.37481959478876E-2,378.52894575096724,0,0,0.17133534586037999,0,0,0,0,0,null,0,0,null,0,0]
[1856,0.29329484688826801,378.82224059785551,0,0,1.37481959478871E-2,0,0,0,0,0,null,0,0,null,0,0]
[1857,0.85238814876902802,379.67462874662453,0,0,0.29329484688826901,0,0,0,0,0,null,0,0,null,0,{"$f":"IF(P1950<$D$7, P1950,$D$7)","v":0}]
[1858,1.4389778425455599,381.1136065891701,{"$f":"IF($I$5<C1951,$I$5,0)","v":0},0,0.85238814876902802,0,0,0,0,{"$f":"SUM(G1951:J1951)","v":0},null,0,{"$f":"IF(M1951<$Q$88,M1951,$Q$88)","v":0},null,0,0]
[{"$f":"A1951+1","v":1859},1.8468409889995601,{"$f":"IF(C1951+B1952-D1951>=0,C1951+B1952-D1951,0)","v":382.96044757816969},0,{"$f":"IF(E1951+D1952-F1951>=0,E1951+D1952-F1951,0)","v":0},1.4389778425455599,0,0,0,0,0,null,{"$f":"IF(M1951+K1952-N1951>=0,M1951+K1952-N1951,0)","v":0},0,null,{"$f":"IF(P1951+N1952-Q1951>0,P1951+N1952-Q1951,0)","v":0},0]
[1860,2.0255675363221002,384.98601511449181,0,0,1.8468409889995601,0,0,0,0,0,null,0,0,null,0,0]
[1861,2.0255675363221002,387.01158265081392,0,0,2.0255675363221002,0,0,0,0,0,null,0,0,null,0,0]
[1862,1.8055964011559,388.81717905196984,0,0,2.0255675363221002,0,0,0.33333333333333298,0,0.33333333333333298,null,0.33333333333333298,0.33333333333333298,null,0.33333333333333298,0.33333333333333298]
[1863,1.3106613470319499,390.1278403990018,0,0,1.4722630678225701,0,0,0.21,0,0.21,null,0.21000000000000002,0.21000000000000002,null,0.21000000000000002,0.21000000000000002]
[1864,0.70115799334226503,390.82899839234409,0,0,1.10066134703195,0,0,0,0,0,null,0,0,null,0,0]
[1865,0.164978351374651,390.99397674371875,0,0,0.70115799334226503,0,0,0,0,0,null,0,0,null,0,0]
[1866,0,390.99397674371875,0,0,0,0,0,0,0,0,null,0,0,null,0,0]
[1867,0,390.99397674371875,0,0,0,0,0,0,0,0,null,0,0,null,0,0]
[1868,0,390.99397674371875,0,0,0,0,0,0,0,0,null,0,0,null,0,0]
[1869,0,390.99397674371875,0,0,0,0,0,0,0,0,null,0,0,null,0,0]
[1870,0,390.99397674371875,0,0,0,0,0,0,0,0,null,0,0,null,0,0]
[1871,0,390.99397674371875,0,0,0,0,0,0,0,0,null,0,0,null,0,0]
[1872,0,390.99397674371875,0,0,0,0,0,0,0,0,{"$f":"SUM(K1942:K1965)","v":0.543333333333333},0,0,null,0,0]
[1873,0,390.99397674371875,0,0,0,0,0,0,0,0,null,0,0,null,0,0]
[1874,0,390.99397674371875,0,0,0,0,0,0,0,0,null,0,0,null,0,0]
[1875,0,390.99397674371875,0,0,0,0,0,0,0,0,null,0,0,null,0,0]
[1876,0,390.99397674371875,0,0,0,0,0,0,0,0,null,0,0,null,0,0]
[1877,0,390.99397674371875,0,0,0,0,0,0,0,0,null,0,0,null,0,0]
[1878,0,390.99397674371875,0,0,0,0,0,0,0,0,null,0,0,null,0,0]
[1879,1.3737237860211899E-2,391.00771398157895,0,0,0.164978351374651,0,0,0,0,0,null,0,0,null,0,0]
[1880,0.30679831221139903,391.31451229379036,0,0,1.3737237860211001E-2,0,0,0,0,0,null,0,0,null,0,0]
[1881,0.88834138162703502,392.20285367541737,0,0,0.30679831221140003,0,0,0,0,0,null,0,0,null,0,0]
[1882,1.4607262924691999,393.66357996788656,0,0,0.88834138162703402,0,0,0,0,0,null,0,0,null,0,0]
[1883,1.86826434898881,395.53184431687538,0,0,1.4607262924691999,0,0,0,0,0,null,0,0,null,0,0]
[1884,2.0880601547522102,397.61990447162759,0,0,1.86826434898881,0,0,0,0,0,null,0,0,null,0,0]
[1885,2.0605856790317798,399.68049015065935,0,0,2.0880601547522102,0,0,0,0,0,null,0,0,null,0,0]
[1886,1.78126184254081,401.46175199320015,0,0,2.0605856790317798,0,0,0,0,0,null,0,0,null,0,0]
[1887,1.3370911517272901,402.79884314492745,0,0,1.78126184254081,0,0,0,0,0,null,0,0,null,0,0]
[1888,0.73723176516470401,403.53607491009217,0,0,1.3370911517272901,0,0,0,0,0,null,0,0,null,0,0]
[1889,0.192321330042966,403.72839624013511,0,0,0.73723176516470501,0,0,0,0,0,null,0,0,null,0,0]
[1890,0,403.72839624013511,0,0,0,0,0,0,0,0,null,0,0,null,0,0]
[1891,0,403.72839624013511,0,0,0,0,0,0,0,0,null,0,0,null,0,0]
[1892,0,403.72839624013511,0,0,0,0,0,0,0,0,null,0,0,null,0,0]
[1893,0,403.72839624013511,0,0,0,0,0,0,0,0,null,0,0,null,0,0]
[1894,0,403.72839624013511,0,0,0,0,0,0,0,0,null,0,0,null,0,0]
[1895,0,403.72839624013511,0,0,0,0,0,0,0,0,null,0,0,null,0,0]
[1896,0,403.72839624013511,0,0,0,0,0,0,0,0,{"$f":"SUM(K1966:K1989)","v":0},0,0,null,0,0]
[1897,0,403.72839624013511,0,0,0,0,0,0,0,0,null,0,0,null,0,0]
[1898,0,403.72839624013511,0,0,0,0,0,0,0,0,null,0,0,null,0,0]
[1899,0,403.72839624013511,0,0,0,0,0,0,0,0,null,0,0,null,0,0]
[1900,0,403.72839624013511,0,0,0,0,0,0,0,0,null,0,0,null,0,0]
[1901,0,403.72839624013511,0,0,0,0,0,0,0,0,null,0,0,null,0,0]
[1902,0,403.72839624013511,0,0,0,0,0,0,0,0,null,0,0,null,0,0]
[1903,1.3635720762814101E-2,403.74203196089792,0,0,0.192321330042966,0,0,0,0,0,null,0,0,null,0,0]
[1904,0.29089537627336798,404.03292733717126,0,0,1.3635720762814101E-2,0,0,0,0,0,null,0,0,null,0,0]
[1905,0.845414687294475,404.87834202446572,0,0,0.29089537627336798,0,0,0,0,0,null,0,0,null,0,0]
[1906,1.39084351780704,406.26918554227274,0,0,0.845414687294476,0,0,0,0,0,null,0,0,null,0,0]
[1907,1.7908246601829201,408.06001020245566,0,0,1.39084351780704,0,0,0.33333333333333298,0,0.33333333333333298,null,0.33333333333333298,0.33333333333333298,null,0.33333333333333298,0.33333333333333298]
[1908,1.9953604716251301,410.05537067408079,0,0,1.4574913268495899,0,0,0.21,0,0.21,null,0.21000000000000002,0.21000000000000002,null,0.21000000000000002,0.21000000000000002]
[1912,0.69542175890351998,415.68692334912311,0,0,1.26357679068744,0,0,0,0,0,null,0,0,null,0,0]
[1915,0,415.83691627751404,0,0,0,0,0,0,0,0,null,0,0,null,0,0]
[1919,0,415.83691627751404,0,0,0,0,0,0,0,0,null,0,0,null,0,0]
[1922,0,415.83691627751404,{"$f":"IF($I$5<C2015,$I$5,0)","v":0},0,0,0,0,0,0,{"$f":"SUM(G2015:J2015)","v":0},null,0,{"$f":"IF(M2015<$Q$88,M2015,$Q$88)","v":0},null,0,0]
[1925,0,415.83691627751404,0,0,0,0,0,0,0,0,null,0,0,null,0,0]
[1927,3.4559927046858299E-2,415.87147620456091,0,0,0.14999292839095499,0,0,0,0,0,null,0,0,null,0,0]
[1930,1.3305571913040499,418.14811139877264,0,0,0.58751875979659096,0,0,0,0,0,null,0,0,null,0,0]
[1934,1.6459165256066299,425.37545614244686,0,0,1.89647599669635,0,0,0,0,0,null,0,0,null,0,0]
[1937,0.19007959875772101,427.48361169230526,0,0,0.48551853181802401,0,0,0,0,0,null,0,0,null,0,0]
[1940,0,427.48361169230526,0,0,0,0,0,0,0,0,null,0,0,null,0,0]
[1942,0,427.48361169230526,0,0,0,0,0,0,0,0,null,0,0,null,0,0]
[1948,0,427.48361169230526,0,0,0,0,0,0,0,0,null,0,0,null,0,0]
[1951,1.28389474788979E-2,427.49645063978414,0,0,0.19007959875772101,0,0,0,0,0,null,0,0,null,0,0]
[1952,0.35521088024950997,427.85166152003364,0,0,1.2838947478898299E-2,0,0,0,0,0,null,0,0,null,0,0]
[1955,1.91300317435579,432.22546296117815,0,0,1.5107161533503199,0,0,0,0,0,null,0,0,null,0,0]
[1959,1.3652080819228101,439.56934091910773,0,0,1.8060119453649801,0,0,0,0,0,null,0,0,null,0,0]
[1963,0,440.62641426153698,0,0,0,0,0,0,0,0,null,0,0,null,0,0]
[1966,0,440.62641426153698,0,0,0,0,0,0,0,0,null,0,0,null,0,0]
[1970,0,440.62641426153698,0,0,0,0,0,0,0,0,null,0,0,null,0,0]
[1973,0,440.62641426153698,0,0,0,0,0,0,0,0,null,0,0,null,0,0]
[1974,0,440.62641426153698,0,0,0,0,0,0,0,0,null,0,0,null,0,0]
[1980,1.97765701976154,447.06539564570721,0,0,1.7921199006367901,0,0,0.33333333333333298,0,0.33333333333333298,null,0.33333333333333298,0.33333333333333298,null,0.33333333333333298,0.33333333333333298]
[1981,1.9565732562246401,449.02196890193187,0,0,1.6443236864282,0,0,0.21,0,0.21,null,0.21000000000000002,0.21000000000000002,null,0.21000000000000002,0.21000000000000002]
[1985,0.130719333928801,452.87608087647783,0,0,0.72528146566947704,0,0,0,0,0,null,0,0,null,0,{"$f":"IF(P2078<$D$7, P2078,$D$7)","v":0}]
[1988,0,452.87608087647783,0,0,0,0,0,0,0,0,null,0,0,null,0,0]
[1991,0,452.87608087647783,0,0,0,0,0,0,0,0,null,0,0,null,0,0]
[1995,0,452.87608087647783,0,0,0,0,0,0,0,0,null,0,0,null,0,0]
[1997,0,452.87608087647783,0,0,0,0,0,0,0,0,null,0,0,null,0,0]
[2000,0.21590127035723999,453.10420297345905,0,0,1.2220826623995E-2,0,0,0,0,0,null,0,0,null,0,0]
[2003,1.3239228842660999,456.28161789569765,0,0,1.2994812310181101,0,0,0,0,0,null,0,0,null,0,0]
[2006,1.5724130256206601,461.41029146890082,0,0,1.80053512260189,0,0,0,0,0,null,0,0,null,0,0]
[2010,0,463.402286208612,0,0,0,0,0,0,0,0,null,0,0,null,0,0]
[2014,0,463.402286208612,0,0,0,0,0,0,0,0,null,0,0,null,0,0]
[2017,0,463.402286208612,0,0,0,0,0,0,0,0,null,0,0,null,0,0]
[2021,0,463.402286208612,0,0,0,0,0,0,0,0,null,0,0,null,0,0]
[2024,0.11205653565173,463.51434274426373,0,0,0.134429092863943,0,0,0,0,0,null,0,0,null,0,0]
[2025,0.63231902260619099,464.1466617668699,0,0,0.11205653565173,0,0,0,0,0,null,0,0,null,0,0]
[2028,1.9009590869489901,469.19320789032821,0,0,1.5348803408626499,0,0,0,0,0,null,0,0,null,0,0]
[2031,0.94447651477886796,473.28327144161636,0,0,1.45673496347249,0,0,0,0,0,null,0,0,null,0,0]
[2036,0,473.7595117181362,0,0,0,0,0,0,0,0,null,0,0,null,0,0]
[2039,0,473.7595117181362,0,0,0,0,0,0,0,0,null,0,0,null,0,0]
[2043,0,473.7595117181362,0,0,0,0,0,0,0,0,null,0,0,null,0,0]
[2046,0,473.7595117181362,0,0,0,0,0,0,0,0,null,0,0,null,0,0]
[2049,0.92407836956317602,475.04846223362131,0,0,0.35297414116361697,0,0,0,0,0,null,0,0,null,0,{"$f":"IF(P2142<$D$7, P2142,$D$7)","v":0}]
[2052,1.6101966439598701,479.53401002750951,0,0,1.33257653293231,0,0,0,0,0,null,0,0,null,0,0]
[2054,1.2651545059684699,482.75043731384318,0,0,1.9512727803651599,0,0,0,0,0,null,0,0,null,0,0]
[2057,9.9150039652701305E-2,484.22578990387541,0,0,0.29764820302183098,0,0,0,0,0,null,0,0,null,0,0]
[2061,0,484.22578990387541,0,0,0,0,0,0,0,0,null,0,0,null,0,0]
[2064,0,484.22578990387541,0,0,0,0,0,0,0,0,{"$f":"SUM(K2134:K2157)","v":0.543333333333333},0,0,null,0,0]
[2069,0,484.22578990387541,0,0,0,0,0,0,0,0,null,0,0,null,0,0]
[2072,3.5924088508044003E-2,484.26171399238348,0,0,9.9150039652701402E-2,0,0,0,0,0,null,0,0,null,0,0]
[2075,0.94600099737849197,486.48900747988222,0,0,0.91606425695512195,0,0,0,0,0,null,0,0,null,0,0]
[2076,1.16154552842676,487.65055300830898,0,0,0.94600099737849197,0,0,0,0,0,null,0,0,null,0,0]
[2079,0.63465889697544398,490.93161975871033,0,0,0.96396304163251501,0,0,0,0,0,null,0,0,null,0,0]
[2083,0,491.79379788290333,0,0,0,0,0,0,0,0,null,0,0,null,0,0]
[2086,0,491.79379788290333,0,0,0,0,0,0,0,0,null,0,0,null,0,0]
[2090,0,491.79379788290333,0,0,0,0,0,0,0,0,null,0,0,null,0,0]
[2094,0,491.79379788290333,0,0,0,0,0,0,0,0,null,0,0,null,0,0]
[2097,0.58683809733456804,492.56595327413299,0,0,0.17208034433118899,0,0,0,0,0,null,0,0,null,0,0]
[2100,2.2326321597841501,497.45921229626862,0,0,1.3987043372560799,0,0,0,0,0,null,0,0,null,0,0]
[2101,2.1929213110923298,499.65213360736095,0,0,2.2326321597841501,0,0,0,0,0,null,0,0,null,0,0]
[2107,0,502.1759786575517,0,0,0,0,0,0,0,0,null,0,0,null,0,0]
[2109,0,502.1759786575517,0,0,0,0,0,0,0,0,null,0,0,null,0,0]
[2112,0,502.1759786575517,0,0,0,0,0,0,0,0,{"$f":"SUM(K2182:K2205)","v":0.543333333333333},0,0,null,0,0]
[{"$f":"A2207+1","v":2115},0,{"$f":"IF(C2207+B2208-D2207>=0,C2207+B2208-D2207,0)","v":502.1759786575517},0,{"$f":"IF(E2207+D2208-F2207>=0,E2207+D2208-F2207,0)","v":0},0,0,0,0,0,0,null,{"$f":"IF(M2207+K2208-N2207>=0,M2207+K2208-N2207,0)","v":0},0,null,{"$f":"IF(P2207+N2208-Q2207>0,P2207+N2208-Q2207,0)","v":0},0]
[2119,8.6432085148048607E-2,502.26241074269973,0,0,9.7070963468876198E-2,0,0,0,0,0,null,0,0,null,0,0]
[2120,0.46775010786002802,502.73016085055974,0,0,8.6432085148049106E-2,0,0,0,0,0,null,0,0,null,0,0]
[2126,1.04735350238224,511.64791834171723,0,0,1.55577753266487,0,0,0,0,0,null,0,0,null,0,0]
[2127,0.60502459603633996,512.25294293775357,0,0,1.04735350238224,0,0,0,0,0,null,0,0,null,0,0]
[2130,0,512.59358703804298,0,0,0,0,0,0,0,0,null,0,0,null,0,0]
[2134,0,512.59358703804298,0,0,0,0,0,0,0,0,null,0,0,null,0,0]
[2137,0,512.59358703804298,0,0,0,0,0,0,0,0,null,0,0,null,0,0]
[2141,0,512.59358703804298,0,0,0,0,0,0,0,0,null,0,0,null,0,0]
[2145,0.69426861490775704,513.41642391497066,0,0,0.109283022716963,0,0,0,0,0,null,0,0,null,0,0]
[2148,0.85497894243270101,516.68205777027754,0,0,1.08640181406862,0,0,0,0,0,null,0,0,null,0,0]
[2149,0.73283909351374399,517.41489686379123,0,0,0.85497894243270001,0,0,0,0,0,null,0,0,null,0,0]
[2152,0.43070367776684898,519.20199570586863,0,0,0.64284131009977397,0,0,0.33333333333333298,0,0.33333333333333298,null,0.33333333333333298,0.33333333333333298,null,0.33333333333333298,0.33333333333333298]
[2155,0,519.34342079409055,0,0,0,0,0,0,0,0,null,0,0,null,0,0]
[2158,0,519.34342079409055,0,0,0,0,0,0,0,0,null,0,0,null,0,0]
[2163,0,519.34342079409055,0,0,0,0,0,0,0,0,null,0,0,null,0,0]
[2166,0,519.34342079409055,0,0,0,0,0,0,0,0,null,0,0,null,0,0]
[2170,0.58169227727495498,520.09780296618146,0,0,7.2711534659369997E-2,0,0,0,0,0,null,0,0,null,0,0]
[2173,0.98160571790148698,523.45162250234489,0,0,1.33607444936591,0,0,0,0,0,null,0,0,null,0,0]
[2175,0.68167063743158796,525.11489885767799,0,0,0.98160571790148698,0,0,0,0,0,null,0,0,null,0,0]
[2178,2.7266825497263499E-2,526.37826177238446,{"$f":"IF($I$5<C2271,$I$5,0)","v":0},0,0.427180266123795,0,0,0,0,{"$f":"SUM(G2271:J2271)","v":0},null,0,{"$f":"IF(M2271<$Q$88,M2271,$Q$88)","v":0},null,0,0]
[2181,0,526.37826177238446,0,0,0,0,0,0,0,0,null,0,0,null,0,0]
[2185,0,526.37826177238446,0,0,0,0,0,0,0,0,null,0,0,null,0,0]
[2188,0,526.37826177238446,0,0,0,0,0,0,0,0,null,0,0,null,0,0]
[2191,7.4117095862264198E-2,526.45237886824668,0,0,2.7266825497263999E-2,0,0,0,0,0,null,0,0,null,0,0]
[2196,1.64645834379744,532.71527346860807,0,0,1.8211629269013501,0,0,0,0,0,null,0,0,null,0,0]
[2199,0.86822883724366595,536.43701049654885,0,0,1.281166942762,0,0,0,0,0,null,0,0,null,0,0]
[2200,0.54529006241522904,536.98230055896408,0,0,0.86822883724366695,0,0,0.33333333333333298,0,0.33333333333333298,null,0.33333333333333298,0.33333333333333298,null,0.33333333333333298,0.33333333333333298]
[2203,0,537.4375912906894,0,0,0,0,0,0,0,0,null,0,0,null,0,0]
[2206,0,537.4375912906894,0,0,0,0,0,0,0,0,null,0,0,null,0,0]
[2210,0,537.4375912906894,0,0,0,0,0,0,0,0,null,0,0,null,0,0]
[2213,0,537.4375912906894,0,0,0,0,0,0,0,0,null,0,0,null,0,0]
[2218,1.6532966723101401,539.8388078861874,0,0,0.60733347146086802,0,0,0,0,0,null,0,0,null,0,0]
[2221,1.10782123960918,545.28793875512793,0,0,1.7039077949318799,0,0,0,0,0,null,0,0,null,0,0]
[2224,0.359901316421255,546.91311813709262,0,0,0.64107421987536095,0,0,0,0,0,null,0,0,null,0,0]
[2225,0.140586451727053,547.05370458881964,0,0,0.359901316421256,0,0,0,0,0,null,0,0,null,0,0]
[2230,0,547.05370458881964,0,0,0,0,0,0,0,0,null,0,0,null,0,0]
[2232,0,547.05370458881964,0,0,0,0,0,0,0,0,{"$f":"SUM(K2302:K2325)","v":0},0,0,null,0,0]
[2236,0,547.05370458881964,0,0,0,0,0,0,0,0,null,0,0,null,0,0]
[2239,3.49155538868118E-2,547.08862014270642,0,0,0.140586451727052,0,0,0,0,0,null,0,0,null,0,0]
[{"$f":"A2335+1","v":2243},0.84670218175518597,{"$f":"IF(C2335+B2336-D2335>=0,C2335+B2336-D2335,0)","v":550.49288664667051},0,{"$f":"IF(E2335+D2336-F2335>=0,E2335+D2336-F2335,0)","v":0},1.51446214984046,0,0,0,0,0,null,{"$f":"IF(M2335+K2336-N2335>=0,M2335+K2336-N2335,0)","v":0},0,null,{"$f":"IF(P2335+N2336-Q2335>0,P2335+N2336-Q2335,0)","v":0},0]
[2246,1.57556436914238,554.42088645893682,0,0,1.1391199455572401,0,0,0,0,0,null,0,0,null,0,0]
[2247,1.28314660534033,555.70403306427716,0,0,1.57556436914238,0,0,0.33333333333333298,0,0.33333333333333298,null,0.33333333333333298,0.33333333333333298,null,0.33333333333333298,0.33333333333333298]
[2251,0,557.13120632940058,0,0,0,0,0,0,0,0,null,0,0,null,0,0]
[2254,0,557.13120632940058,0,0,0,0,0,0,0,0,null,0,0,null,0,0]
[2258,0,557.13120632940058,0,0,0,0,0,0,0,0,null,0,0,null,0,0]
[2261,0,557.13120632940058,0,0,0,0,0,0,0,0,null,0,0,null,0,0]
[2264,0.22349925431617601,557.40701391983328,0,0,5.2308336116552299E-2,0,0,0,0,0,null,0,0,null,0,0]
[2268,1.50743114081336,562.61407101507177,0,0,1.55973947692991,0,0,0,0,0,null,0,0,null,0,0]
[2272,0.35664774624921802,565.77159239519824,0,0,0.69902958264846704,0,0,0,0,0,null,0,0,null,0,0]
[2275,0,565.9332727068313,0,0,0,0,0,0,0,0,null,0,0,null,0,0]
[2276,0,565.9332727068313,0,0,0,0,0,0,0,0,null,0,0,null,0,0]
[2279,0,565.9332727068313,0,0,0,0,0,0,0,0,null,0,0,null,0,0]
[2285,0,565.9332727068313,0,0,0,0,0,0,0,0,null,0,0,null,0,0]
[2287,0,565.9332727068313,0,0,0,0,0,0,0,0,null,0,0,null,0,0]
[2290,0.87836273897373895,567.30810134174669,0,0,0.31824736919338298,0,0,0,0,0,null,0,0,null,0,0]
[2294,0.71287410699317899,569.96864934820337,0,0,0.77652358083185602,0,0,0,0,0,null,0,0,null,0,0]
[2297,0.241868000586972,572.08181187964738,0,0,0.67468442268997397,0,0,0,0,0,null,0,0,null,0,0]
[2300,0,572.08181187964738,0,0,0,0,0,0,0,0,null,0,0,null,0,0]
[2302,0,572.08181187964738,0,0,0,0,0,0,0,0,null,0,0,null,0,0]
[2305,0,572.08181187964738,0,0,0,0,0,0,0,0,null,0,0,null,0,{"$f":"IF(P2398<$D$7, P2398,$D$7)","v":0}]
[2309,0,572.08181187964738,0,0,0,0,0,0,0,0,null,0,0,null,0,0]
[2312,0.48161066419089399,572.72395943190179,0,0,0.16053688806363101,0,0,0,0,0,null,0,0,null,0,0]
[2315,1.44483199257268,576.12734145885076,0,0,0.663320671066154,0,0,0,0,0,null,0,0,null,0,0]
[2319,0.89258509763378902,580.19213546462197,0,0,1.08522936331015,0,0,0,0,0,null,0,0,null,0,0]
[2323,0,581.03334875807536,0,0,0,0,0,0,0,0,null,0,0,null,0,0]
[2324,0,581.03334875807536,0,0,0,0,0,0,0,0,null,0,0,null,0,0]
[2327,0,581.03334875807536,0,0,0,0,0,0,0,0,null,0,0,null,0,0]
[2330,0,581.03334875807536,0,0,0,0,0,0,0,0,null,0,0,null,0,0]
[2334,0,581.03334875807536,0,0,0,0,0,0,0,0,null,0,0,null,0,0]
[2336,0.59873803023196603,581.74322977595523,0,0,0.11114298764784999,0,0,0,0,0,null,0,0,null,0,0]
[2341,1.982647489331,590.63108353011717,0,0,2.1403988266376301,0,0,0,0,0,null,0,0,null,0,0]
[2345,0.41947514692898202,595.24531014633601,0,0,0.736508023839755,0,0,0,0,0,null,0,0,null,0,0]
[2348,0,595.2847479806627,0,0,0,0,0,0,0,0,null,0,0,null,0,0]
[2349,0,595.2847479806627,0,0,0,0,0,0,0,0,null,0,0,null,0,0]
[2352,0,595.2847479806627,0,0,0,0,0,0,0,0,{"$f":"SUM(K2422:K2445)","v":0.543333333333333},0,0,null,0,0]
[2357,0,595.2847479806627,0,0,0,0,0,0,0,0,null,0,0,null,0,0]
[2360,0.67182858125925304,596.13153192162486,0,0,0.174955359702931,0,0,0,0,0,null,0,0,null,0,0]
[2363,1.9839937790312301,601.01278645733669,0,0,1.68307056034219,0,0,0,0,0,null,0,0,null,0,0]
[2367,1.47662323589273,608.49737674542803,0,0,1.8370312768807699,0,0,0,0,0,null,0,0,null,0,0]
[2370,5.9484822298996397E-2,610.00549194606731,{"$f":"IF($I$5<C2463,$I$5,0)","v":0},0,0.45838304242167699,0,0,0,0,{"$f":"SUM(G2463:J2463)","v":0},null,0,{"$f":"IF(M2463<$Q$88,M2463,$Q$88)","v":0},null,0,0]
[2373,0,610.00549194606731,0,0,0,0,0,0,0,0,null,0,0,null,0,0]
[2374,0,610.00549194606731,0,0,0,0,0,0,0,0,null,0,0,null,0,0]
[2378,0,610.00549194606731,0,0,0,0,0,0,0,0,null,0,0,null,0,0]
[2381,0,610.00549194606731,0,0,0,0,0,0,0,0,null,0,0,null,0,0]
[2385,1.2041105597656101,612.04786236454879,0,0,0.66066243102183797,0,0,0.33333333333333298,0,0.33333333333333298,null,0.33333333333333298,0.33333333333333298,null,0.33333333333333298,0.33333333333333298]
[2388,2.1311691323285098,617.81977876460519,0,0,1.9748833959577501,0,0,0,0,0,null,0,0,null,0,0]
[2391,1.4811625469683101,623.26846784625855,0,0,1.8754288364490901,0,0,0,0,0,null,0,0,null,0,0]
[2396,0,624.74963039322688,0,0,0,0,0,0,0,0,null,0,0,null,0,0]
[2399,0,624.74963039322688,0,0,0,0,0,0,0,0,null,0,0,null,0,0]
[2400,0,624.74963039322688,0,0,0,0,0,0,0,0,{"$f":"SUM(K2470:K2493)","v":0.543333333333333},0,0,null,0,0]
[2403,0,624.74963039322688,0,0,0,0,0,0,0,0,null,0,0,null,0,0]
[2406,0,624.74963039322688,0,0,0,0,0,0,0,0,null,0,0,null,0,0]
[2412,2.0938528939240699,632.43745661266757,0,0,1.9280031597518601,0,0,0.33333333333333298,0,0.33333333333333298,null,0.33333333333333298,0.33333333333333298,null,0.33333333333333298,0.33333333333333298]
[2414,1.8519886982562701,636.35220137969065,0,0,1.8527560687667799,0,0,0,0,0,null,0,0,null,0,0]
[2418,5.8738447519321897E-2,639.29948936404253,0,0,0.44226595779254202,0,0,0,0,0,null,0,0,null,0,0]
[2421,0,639.29948936404253,0,0,0,0,0,0,0,0,null,0,0,null,0,0]
[2424,0,639.29948936404253,0,0,0,0,0,0,0,0,{"$f":"SUM(K2494:K2517)","v":0.543333333333333},0,0,null,0,0]
[2425,0,639.29948936404253,0,0,0,0,0,0,0,0,null,0,0,null,0,0]
[2429,0,639.29948936404253,0,0,0,0,0,0,0,0,null,0,0,null,0,0]
[2433,1.2920524237900299,641.5305108165328,0,0,0.73332705134028597,0,0,0,0,0,null,0,0,null,0,{"$f":"IF(P2526<$D$7, P2526,$D$7)","v":0}]
[2436,2.2310214524902898,646.67156025053214,0,0,1.64901585618847,0,0,0,0,0,null,0,0,null,0,0]
[2439,1.49769440115,652.06093207228696,0,0,1.8313776096963801,0,0,0.33333333333333298,0,0.33333333333333298,null,0.33333333333333298,0.33333333333333298,null,0.33333333333333298,0.33333333333333298]
[2443,0,653.41894513032457,0,0,0,0,0,0,0,0,null,0,0,null,0,0]
[2446,0,653.41894513032457,0,0,0,0,0,0,0,0,null,0,0,null,0,0]
[2450,0,653.41894513032457,0,0,0,0,0,0,0,0,null,0,0,null,0,0]
[2451,0,653.41894513032457,0,0,0,0,0,0,0,0,null,0,0,null,0,0]
[2454,0,653.41894513032457,0,0,0,0,0,0,0,0,null,0,0,null,0,0]
[2458,1.66208908457306,656.98784807265929,0,0,1.21002804521065,0,0,0,0,0,null,0,0,null,0,0]
[2461,1.9815908717916,662.98020606059845,0,0,2.0665647513710002,0,0,0,0,0,null,0,0,null,0,0]
[2463,1.4547528183993199,666.19221870869978,0,0,1.7572598297019899,0,0,0,0,0,null,0,0,null,0,0]
[2469,0,667.69455689966355,0,0,0,0,0,0,0,0,null,0,0,null,0,0]
[2472,0,667.69455689966355,0,0,0,0,0,0,0,0,{"$f":"SUM(K2542:K2565)","v":0},0,0,null,0,0]
[2475,0,667.69455689966355,0,0,0,0,0,0,0,0,null,0,0,null,0,0]
[2476,0,667.69455689966355,0,0,0,0,0,0,0,0,null,0,0,null,0,0]
[2479,0.112813932382532,667.8073708320461,0,0,5.7782238113992301E-2,0,0,0,0,0,null,0,0,null,0,0]
[2484,2.36103444200584,673.21438144838021,0,0,1.02043385525705,0,0,0.21,0,0.21,null,0.21000000000000002,0.21000000000000002,null,0.21000000000000002,0.21000000000000002]
[2487,1.6237148125057199,679.1814326576133,0,0,1.92589498853036,0,0,0,0,0,null,0,0,null,0,0]
[2490,4.4319759150280302E-2,680.82529281518737,0,0,0.491546419666745,0,0,0,0,0,null,0,0,null,0,0]
[2494,0,680.82529281518737,0,0,0,0,0,0,0,0,null,0,0,null,0,0]
[2497,0,680.82529281518737,0,0,0,0,0,0,0,0,null,0,0,null,0,{"$f":"IF(P2590<$D$7, P2590,$D$7)","v":0}]
[2501,0,680.82529281518737,0,0,0,0,0,0,0,0,null,0,0,null,0,0]
[2502,0,680.82529281518737,0,0,0,0,0,0,0,0,null,0,0,null,0,0]
[2505,0.41807255059334397,681.48472683828822,0,0,0.18102110438062299,0,0,0,0,0,null,0,0,null,0,0]
[2509,2.2498337258734602,688.07044701670713,0,0,2.12053293703016,0,0,0,0,0,null,0,0,null,0,0]
[2512,0.995616074093429,692.80285588837194,0,0,1.45367014978382,0,0,0,0,0,null,0,0,null,0,0]
[2515,0,693.51832025330486,0,0,0,0,0,0,0,0,null,0,0,null,0,0]
[2518,0,693.51832025330486,0,0,0,0,0,0,0,0,null,0,0,null,0,0]
[2523,0,693.51832025330486,0,0,0,0,0,0,0,0,null,0,0,null,0,0]
[2524,0,693.51832025330486,0,0,0,0,0,0,0,0,null,0,0,null,0,0]
[2527,0.21624365691801101,693.74519884416964,0,0,1.06349339467867E-2,0,0,0,0,0,null,0,0,null,0,0]
[2530,1.6058750259648999,697.21218731082229,0,0,1.17338771212888,0,0,0,0,0,null,0,0,null,0,0]
[2534,1.9497378902443601,705.32664191222113,0,0,2.1659815471623798,0,0,0,0,0,null,0,0,null,0,0]
[2539,0,708.61638147976066,0,0,0,0,0,0,0,0,null,0,0,null,0,0]
[2542,0,708.61638147976066,0,0,0,0,0,0,0,0,null,0,0,null,0,0]
[2545,0,708.61638147976066,0,0,0,0,0,0,0,0,null,0,0,null,0,0]
[2548,0,708.61638147976066,0,0,0,0,0,0,0,0,null,0,0,null,0,0]
[2549,0,708.61638147976066,0,0,0,0,0,0,0,0,null,0,0,null,0,0]
[2552,0.77529086369974598,709.66762332884502,0,0,0.175845302834791,0,0,0,0,0,null,0,0,null,0,0]
[2556,2.14519039828786,716.77993146405663,0,0,1.9907892517035899,0,0,0,0,0,null,0,0,null,0,0]
[2560,1.0775228953115099,723.41589563640196,0,0,1.55058172739949,0,0,0,0,0,null,0,0,null,0,0]
[{"$f":"A2655+1","v":2563},0,{"$f":"IF(C2655+B2656-D2655>=0,C2655+B2656-D2655,0)","v":724.0729217920798},0,{"$f":"IF(E2655+D2656-F2655>=0,E2655+D2656-F2655,0)","v":0},0,0,0,0,0,0,null,{"$f":"IF(M2655+K2656-N2655>=0,M2655+K2656-N2655,0)","v":0},0,null,{"$f":"IF(P2655+N2656-Q2655>0,P2655+N2656-Q2655,0)","v":0},0]
[2567,0,724.0729217920798,0,0,0,0,0,0,0,0,null,0,0,null,0,0]
[2570,0,724.0729217920798,0,0,0,0,0,0,0,0,null,0,0,null,0,0]
[2573,0,724.0729217920798,0,0,0,0,0,0,0,0,null,0,0,null,0,0]
[2575,0.278908277120132,724.36123147179944,0,0,9.4014025995551899E-3,0,0,0,0,0,null,0,0,null,0,0]
[2578,1.6546468575216799,728.02464468475944,0,0,1.24411894400778,0,0,0.33333333333333298,0,0.33333333333333298,null,0.33333333333333298,0.33333333333333298,null,0.33333333333333298,0.33333333333333298]
[2581,2.0181677580378099,734.01333814067596,0,0,2.0463719658364701,0,0,0,0,0,null,0,0,null,0,0]
[2585,0.49514053690989701,738.80178586471595,0,0,1.0090838790189001,0,0,0,0,0,null,0,0,null,0,0]
[2588,0,738.89893369157801,0,0,0,0,0,0,0,0,null,0,0,null,0,0]
[2590,0,738.89893369157801,0,0,0,0,0,0,0,0,null,0,0,null,0,0]
[2596,0,738.89893369157801,0,0,0,0,0,0,0,0,null,0,0,null,0,0]
[2599,0.25101499983903303,739.15960311448782,0,0,9.6544230707327795E-3,0,0,0,0,0,null,0,0,null,0,0]
[2600,0.662937050856932,739.82254016534478,0,0,0.25101499983903203,0,0,0,0,0,null,0,0,null,0,0]
[2603,1.83112224241551,744.34402830347096,0,0,1.5543621143878601,0,0,0,0,0,null,0,0,null,0,0]
[2607,1.0652046788041001,750.79961919676714,0,0,1.43447006304802,0,0,0,0,0,null,0,0,null,0,0]
[2611,0,751.84229688840628,0,0,0,0,0,0,0,0,null,0,0,null,0,0]
[2614,0,751.84229688840628,0,0,0,0,0,0,0,0,null,0,0,null,0,0]
[2618,0,751.84229688840628,0,0,0,0,0,0,0,0,null,0,0,null,0,0]
[2621,0,751.84229688840628,0,0,0,0,0,0,0,0,null,0,0,null,0,0]
[2624,0.56062275918207205,752.63195455530297,0,0,0.21877961333934501,0,0,0,0,0,null,0,0,null,0,0]
[2628,1.2921670912855101,757.00070995917304,0,0,1.5861521967102501,0,0,0,0,0,null,0,0,null,0,0]
[2629,1.9279953425529801,758.92870530172604,0,0,1.2921670912855101,0,0,0,0,0,null,0,0,null,0,0]
[2633,0.42730393230340902,763.68374346039832,0,0,0.97767139711019901,0,0,0,0,0,null,0,0,null,0,0]
[2636,0,763.75894895248371,0,0,0,0,0,0,0,0,null,0,0,null,0,0]
[2639,0,763.75894895248371,0,0,0,0,0,0,0,0,null,0,0,null,0,0]
[2643,0,763.75894895248371,0,0,0,0,0,0,0,0,null,0,0,null,0,0]
[2645,0,763.75894895248371,0,0,0,0,0,0,0,0,null,0,0,null,0,0]
[2650,1.51220348551437,767.33720822890655,0,0,1.1325968492329801,0,0,0.33333333333333298,0,0.33333333333333298,null,0.33333333333333298,0.33333333333333298,null,0.33333333333333298,0.33333333333333298]
[2651,1.7455682209332499,769.0827764498398,0,0,1.1788701521810401,0,0,0.21,0,0.21,null,0.21000000000000002,0.21000000000000002,null,0.21000000000000002,0.21000000000000002]
[2654,1.73001057190533,774.56529196728093,0,0,1.88558706218459,0,0,0,0,0,null,0,0,null,0,0]
[2658,0.13068425183457499,777.72349471994994,0,0,0.563186894810908,0,0,0,0,0,null,0,0,null,0,0]
[2662,0,777.72349471994994,0,0,0,0,0,0,0,0,null,0,0,null,0,0]
[2665,0,777.72349471994994,0,0,0,0,0,0,0,0,null,0,0,null,0,0]
[2669,0,777.72349471994994,0,0,0,0,0,0,0,0,null,0,0,null,0,0]
[2672,0.372156646881729,778.27334778381123,0,0,0.16763812922600399,0,0,0,0,0,null,0,0,null,0,0]
[2673,0.61355555296717401,778.88690333677846,0,0,0.372156646881729,0,0,0,0,0,null,0,0,null,0,0]
[2676,2.0384796513882102,783.90598892580499,0,0,1.9177801983454901,0,0,0,0,0,null,0,0,null,0,0]
[2679,1.4249240984210301,789.14635684540974,0,0,1.49056951264559,0,0,0.21,0,0.21,null,0.21000000000000002,0.21000000000000002,null,0.21000000000000002,0.21000000000000002]
[2684,0,790.71209697238066,0,0,0,0,0,0,0,0,null,0,0,null,0,0]
[2687,0,790.71209697238066,0,0,0,0,0,0,0,0,null,0,0,null,0,0]
[2690,0,790.71209697238066,{"$f":"IF($I$5<C2783,$I$5,0)","v":0},0,0,0,0,0,0,{"$f":"SUM(G2783:J2783)","v":0},null,0,{"$f":"IF(M2783<$Q$88,M2783,$Q$88)","v":0},null,0,0]
[2694,2.5441828093501699E-2,790.73753880047411,0,0,0.10393564012012201,0,0,0,0,0,null,0,0,null,0,0]
[2697,1.23710889104652,793.04320447144767,0,0,0.76961529982842602,0,0,0,0,0,null,0,0,null,0,0]
[2700,1.94311962064119,798.27150014466224,0,0,1.7491256814282401,0,0,0,0,0,null,0,0,null,0,0]
[2702,1.6155560839373599,801.77611196454211,0,0,1.8890557359425,0,0,0,0,0,null,0,0,null,0,0]
[2705,0.35300536479733602,804.18036471937796,0,0,0.680568901501169,0,0,0,0,0,null,0,0,null,0,0]
[2709,0,804.25032974663509,0,0,0,0,0,0,0,0,null,0,0,null,0,0]
[2712,0,804.25032974663509,0,0,0,0,0,0,0,0,{"$f":"SUM(K2782:K2805)","v":0},0,0,null,0,0]
[2717,0,804.25032974663509,0,0,0,0,0,0,0,0,null,0,0,null,0,0]
[2720,0.40830332806588499,804.85834665908101,0,0,0.18639934542138201,0,0,0,0,0,null,0,0,null,0,0]
[2723,0.568074195569927,806.91761561802196,0,0,0.56666393925575997,0,0,0,0,0,null,0,0,null,0,0]
[2724,0.81216857647887997,807.72978419450078,0,0,0.568074195569927,0,0,0,0,0,null,0,0,null,0,0]
[2727,1.39355701100748,810.4547651013753,0,0,0.70121658515662699,0,0,0,0,0,null,0,0,null,0,0]
[2730,0.124266230280921,811.94595986474644,0,0,0.36836061118987401,0,0,0,0,0,null,0,0,null,0,0]
[2734,0,811.94595986474644,0,0,0,0,0,0,0,0,null,0,0,null,0,0]
[2738,0,811.94595986474644,0,0,0,0,0,0,0,0,null,0,0,null,0,0]
[2742,1.03237509561945E-2,811.95628361570266,0,0,0.124266230280922,0,0,0,0,0,null,0,0,null,0,0]
[2745,1.1837901096436301,813.7113212782557,0,0,0.457686292391288,0,0,0,0,0,null,0,0,null,0,0]
[2748,2.1507814492071802,819.56144682009926,0,0,1.9890426842268001,0,0,0,0,0,null,0,0,null,0,0]
[2749,2.13013394729479,821.69158076739404,0,0,2.1507814492071802,0,0,0,0,0,null,0,0,null,0,0]
[{"$f":"A2847+1","v":2755},0,{"$f":"IF(C2847+B2848-D2847>=0,C2847+B2848-D2847,0)","v":826.90851625059099},0,{"$f":"IF(E2847+D2848-F2847>=0,E2847+D2848-F2847,0)","v":0},0,0,0,0,0,0,null,{"$f":"IF(M2847+K2848-N2847>=0,M2847+K2848-N2847,0)","v":0},0,null,{"$f":"IF(P2847+N2848-Q2847>0,P2847+N2848-Q2847,0)","v":0},0]
[2756,0,826.90851625059099,0,0,0,0,0,0,0,0,null,0,0,null,0,0]
[2760,0,826.90851625059099,0,0,0,0,0,0,0,0,{"$f":"SUM(K2830:K2853)","v":0.543333333333333},0,0,null,0,0]
[2763,0,826.90851625059099,0,0,0,0,0,0,0,0,null,0,0,null,0,0]
[2767,0.35019736549786801,827.28591341146728,0,0,2.7199795378475101E-2,0,0,0,0,0,null,0,0,null,0,0]
[2768,0.54739588199181399,827.83330929345914,0,0,0.35019736549786801,0,0,0,0,0,null,0,0,null,0,0]
[2774,2.0501845766525699,837.47563675512856,0,0,2.2677829396803699,0,0,0,0,0,null,0,0,null,0,0]
[2775,1.6795873646208399,839.15522411974939,0,0,2.0501845766525699,0,0,0,0,0,null,0,0,null,0,0]
[2778,0.14279892573699501,840.97081046126254,0,0,0.56779572852566895,0,0,0,0,0,null,0,0,null,0,0]
[2782,0,840.97081046126254,0,0,0,0,0,0,0,0,null,0,0,null,0,0]
[2785,0,840.97081046126254,0,0,0,0,0,0,0,0,null,0,0,null,0,0]
[2789,0,840.97081046126254,0,0,0,0,0,0,0,0,null,0,0,null,0,0]
[2793,1.64736701838499,843.76879998171944,0,0,0.63360269937884095,0,0,0.33333333333333298,0,0.33333333333333298,null,0.33333333333333298,0.33333333333333298,null,0.33333333333333298,0.33333333333333298]
[2796,1.56119705126946,849.20257673159233,0,0,1.4344765113936999,0,0,0,0,0,null,0,0,null,0,0]
[2799,0.18247757742110601,851.66602402677722,0,0,0.719772666494363,0,0,0,0,0,null,0,0,null,0,0]
[2800,0.12672053987576801,851.79274456665303,0,0,0.18247757742110601,0,0,0,0,0,null,0,0,null,0,0]
[2803,0,851.86370806898356,0,0,0,0,0,0,0,0,null,0,0,null,0,0]
[2806,0,851.86370806898356,0,0,0,0,0,0,0,0,null,0,0,null,0,0]
[2811,0,851.86370806898356,0,0,0,0,0,0,0,0,null,0,0,null,0,0]
[2814,5.0916469076908999E-2,851.91462453806048,0,0,1.52064647850929E-2,0,0,0,0,0,null,0,0,null,0,0]
[2818,1.00444307178993,855.82593511715038,{"$f":"IF($I$5<C2911,$I$5,0)","v":0},0,1.3238281959996301,0,0,0,0,{"$f":"SUM(G2911:J2911)","v":0},null,0,{"$f":"IF(M2911<$Q$88,M2911,$Q$88)","v":0},null,0,0]
[2821,1.5182365324751099,861.03330127274342,0,0,1.62006947062892,0,0,0,0,0,null,0,0,null,0,0]
[2823,1.15719247902066,863.24585329263084,0,0,0.72202620753350799,0,0,0.21,0,0.21,null,0.21000000000000002,0.21000000000000002,null,0.21000000000000002,0.21000000000000002]
[2826,0.166635716978975,865.21308050696587,0,0,0.64339901833548696,0,0,0,0,0,null,0,0,null,0,0]
[2829,0,865.21308050696587,0,0,0,0,0,0,0,0,null,0,0,null,0,0]
[2833,0,865.21308050696587,0,0,0,0,0,0,0,0,null,0,0,null,0,0]
[2836,0,865.21308050696587,0,0,0,0,0,0,0,0,null,0,0,null,0,0]
[2839,0.26675949501798601,865.55418281207074,0,0,7.4342810086979502E-2,0,0,0,0,0,null,0,0,null,0,0]
[2844,1.4824830952638901,872.78292781641062,0,0,1.5918107571565101,0,0,0,0,0,null,0,0,null,0,0]
[2847,1.5655721183022799,877.37031650942481,0,0,1.7842274420875199,0,0,0,0,0,null,0,0,null,0,0]
[2848,1.31193194271141,878.68224845213626,0,0,1.5655721183022799,0,0,0,0,0,null,0,0,null,0,0]
[2851,0,879.60497391850993,0,0,0,0,0,0.21,0,0.21,null,0.21000000000000002,0.21000000000000002,null,0.21000000000000002,0.21000000000000002]
[2854,0,879.60497391850993,0,0,0,0,0,0,0,0,null,0,0,null,0,0]
[2858,0,879.60497391850993,0,0,0,0,0,0,0,0,null,0,0,null,0,0]
[2861,0,879.60497391850993,0,0,0,0,0,0,0,0,null,0,0,null,0,0]
[2865,1.1914037625384899,882.16488200288313,0,0,0.72986897164520304,0,0,0,0,0,null,0,0,null,0,0]
[2869,2.4150076267672098,886.96269715472715,0,0,0.90696953094146504,0,0,0,0,0,null,0,0,null,0,0]
[2872,0.418601321972984,889.64603896224628,0,0,0.86403606202116001,0,0,0,0,0,null,0,0,null,0,0]
[2873,0.23613407906168299,889.88217304130796,0,0,0.418601321972984,0,0,0,0,0,null,0,0,null,0,0]
[2878,0,890.01634013168393,0,0,0,0,0,0,0,0,null,0,0,null,0,0]
[2880,0,890.01634013168393,0,0,0,0,0,0,0,0,{"$f":"SUM(K2950:K2973)","v":0},0,0,null,0,0]
[2884,0,890.01634013168393,0,0,0,0,0,0,0,0,null,0,0,null,0,0]
[2887,0.28751001635614098,890.36651258750226,0,0,6.2662439462235597E-2,0,0,0,0,0,null,0,0,null,0,0]
[2891,2.2337316655361801,897.03453335145423,0,0,1.8430129253598799,0,0,0,0,0,null,0,0,null,0,0]
[2894,1.30116712530408,902.65572277380193,0,0,1.85786050225379,0,0,0,0,0,null,0,0,null,0,0]
[2895,0.656112601428118,903.31183537523009,0,0,1.30116712530408,0,0,0,0,0,null,0,0,null,0,0]
[2899,0,903.86105322698734,0,0,0,0,0,0,0,0,null,0,0,null,0,0]
[2902,0,903.86105322698734,0,0,0,0,0,0,0,0,null,0,0,null,0,0]
[2905,0,903.86105322698734,0,0,0,0,0,0,0,0,null,0,0,null,0,0]
[2909,0,903.86105322698734,0,0,0,0,0,0,0,0,null,0,0,null,0,0]
[2912,0.26051301116570202,904.25996377533488,0,0,0.113974442384995,0,0,0,0,0,null,0,0,null,0,0]
[2916,1.76253334116795,909.68596133602045,0,0,1.62820631978563,0,0,0,0,0,null,0,0,null,0,0]
[2920,1.6607704461813499,916.41452395253452,0,0,1.43689207721082,0,0,0,0,0,null,0,0,null,0,0]
[2923,1.22115473983923E-2,917.75779416635771,0,0,0.12785281135551901,0,0,0,0,0,null,0,0,null,0,0]
[2924,0,917.75779416635771,0,0,0,0,0,0,0,0,null,0,0,null,0,0]
[2927,0,917.75779416635771,0,0,0,0,0,0,0,0,null,0,0,null,0,0]
[2933,0,917.75779416635771,0,0,0,0,0,0,0,0,null,0,0,null,0,0]
[2935,0.58024122477607798,918.46734629265529,0,0,0.12931090152152599,0,0,0,0,0,null,0,0,null,0,0]
[2938,2.0722900884859898,923.29495328279222,0,0,1.59483445209882,0,0,0,0,0,null,0,0,null,0,0]
[2942,2.0523961036365299,932.6782828034568,0,0,2.4403288082011101,0,0,0,0,0,null,0,0,null,0,0]
[2945,0.62666052275816397,935.81821674553066,0,0,0.97480525762381098,0,0,0.33333333333333298,0,0.33333333333333298,null,0.33333333333333298,0.33333333333333298,null,0.33333333333333298,{"$f":"IF(P3038<$D$7, P3038,$D$7)","v":0.33333333333333298}]
[2948,0,936.1133108541311,0,0,0,0,0,0,0,0,null,0,0,null,0,0]
[2950,0,936.1133108541311,0,0,0,0,0,0,0,0,null,0,0,null,0,0]
[2953,0,936.1133108541311,0,0,0,0,0,0,0,0,null,0,0,null,0,0]
[2957,0,936.1133108541311,0,0,0,0,0,0,0,0,null,0,0,null,0,0]
[2960,1.33496718907875,938.29884285225148,0,0,0.69036874635215095,0,0,0,0,0,null,0,0,null,0,0]
[2963,2.3190287170282202,944.87832399842523,0,0,2.3419138688409999,0,0,0,0,0,null,0,0,null,0,0]
[2967,1.23961238985884,949.78337487029751,0,0,1.1442575906389201,0,0,0,0,0,null,0,0,null,0,0]
[2971,0,952.06807585960655,0,0,0,0,0,0,0,0,null,0,0,null,0,0]
[2974,0,952.06807585960655,0,0,0,0,0,0,0,0,null,0,0,null,0,0]
[2975,0,952.06807585960655,0,0,0,0,0,0,0,0,null,0,0,null,0,0]
[2978,0,952.06807585960655,0,0,0,0,0,0,0,0,null,0,0,null,0,0]
[2982,0.12543585330629201,952.19351171291282,0,0,0.16782444662704199,0,0,0,0,0,null,0,0,null,0,0]
[2984,1.09851398804602,953.92680714041785,0,0,0.63478143945911703,0,0,0.33333333333333298,0,0.33333333333333298,null,0.33333333333333298,0.33333333333333298,null,0.33333333333333298,0.33333333333333298]
[2989,1.3531867811224301,964.09851451761904,0,0,2.3528725211089401,0,0,0,0,0,null,0,0,null,0,0]
[2993,0.50554449968899695,967.18879781271039,0,0,0.51694775908047796,0,0,0,0,0,null,0,0,null,0,0]
[2996,0,967.56890645909311,0,0,0,0,0,0,0,0,null,0,0,null,0,0]
[2997,0,967.56890645909311,0,0,0,0,0,0,0,0,null,0,0,null,0,0]
[3000,0,967.56890645909311,0,0,0,0,0,0,0,0,{"$f":"SUM(K3070:K3093)","v":0.543333333333333},0,0,null,0,0]
[3005,0,967.56890645909311,0,0,0,0,0,0,0,0,null,0,0,null,0,0]
[3008,1.4974868925324101,970.07191048695711,0,0,0.80268749859085697,0,0,0,0,0,null,0,0,null,0,0]
[{"$f":"A3103+1","v":3011},1.6528457632274101,{"$f":"IF(C3103+B3104-D3103>=0,C3103+B3104-D3103,0)","v":975.3066413245416},0,{"$f":"IF(E3103+D3104-F3103>=0,E3103+D3104-F3103,0)","v":0},1.36698319593977,0,0,0.21,0,0.21,null,{"$f":"IF(M3103+K3104-N3103>=0,M3103+K3104-N3103,0)","v":0.21000000000000002},0.21000000000000002,null,{"$f":"IF(P3103+N3104-Q3103>0,P3103+N3104-Q3103,0)","v":0.21000000000000002},0.21000000000000002]
[3014,1.2817106832337899,980.25654756585186,0,0,1.6916854809011601,0,0,0,0,0,null,0,0,null,0,0]
[3018,0.189883064182783,982.88901731929502,0,0,0.466076612085014,0,0,0,0,0,null,0,0,null,0,0]
[3021,0,982.90196389185292,0,0,0,0,0,0,0,0,null,0,0,null,0,0]
[3022,0,982.90196389185292,0,0,0,0,0,0,0,0,null,0,0,null,0,0]
[3026,0,982.90196389185292,0,0,0,0,0,0,0,0,null,0,0,null,0,0]
[3029,0,982.90196389185292,0,0,0,0,0,0,0,0,null,0,0,null,0,0]
[3033,0.962270206446594,984.78686021384397,0,0,0.69917760318591504,0,0,0,0,0,null,0,0,null,0,0]
[3036,2.51199375989991,990.90286223758892,0,0,2.2236730987923199,0,0,0,0,0,null,0,0,null,0,0]
[3039,1.4199792559549,994.93574748483138,0,0,0.34141326436827302,0,0,0,0,0,null,0,0,null,0,0]
[3044,0,997.39007711250974,0,0,0,0,0,0,0,0,null,0,0,null,0,0]
[3047,0,997.39007711250974,0,0,0,0,0,0,0,0,null,0,0,null,0,0]
[3048,0,997.39007711250974,0,0,0,0,0,0,0,0,{"$f":"SUM(K3118:K3141)","v":0.543333333333333},0,0,null,0,0]
[3051,0,997.39007711250974,0,0,0,0,0,0,0,0,null,0,0,null,0,0]
[3054,0.128078189391202,997.51815530190095,0,0,2.16240495830698E-2,0,0,0,0,0,null,0,0,null,0,0]
[3060,2.2291703915468699,1006.7153890924692,0,0,2.1254880477539899,0,0,0,0,0,null,0,0,null,0,0]
[3062,1.9394697250667701,1010.8230395950869,0,0,2.16818077755106,0,0,0,0,0,null,0,0,null,0,0]
[3066,0.21041416828554599,1014.3634866875437,0,0,0.64344042765580101,0,0,0,0,0,null,0,0,null,0,0]
[3069,0,1014.3726351296431,0,0,0,0,0,0,0,0,null,0,0,null,0,0]
[3072,0,1014.3726351296431,0,0,0,0,0,0,0,0,{"$f":"SUM(K3142:K3165)","v":0.543333333333333},0,0,null,0,0]
[3073,0,1014.3726351296431,0,0,0,0,0,0,0,0,null,0,0,null,0,{"$f":"IF(P3166<$D$7, P3166,$D$7)","v":0}]
[3077,0,1014.3726351296431,0,0,0,0,0,0,0,0,null,0,0,null,0,0]
[3080,0.93916360430967805,1015.9094483003316,0,0,0.45927749928623801,0,0,0,0,0,null,0,0,null,0,0]
[3084,2.1580154293385401,1023.2255033370386,0,0,2.0108111026442299,0,0,0,0,0,null,0,0,null,0,0]
[3087,1.5633099494935401,1028.7957150591512,0,0,1.90482398742433,0,0,0,0,0,null,0,0,null,0,0]
[3091,1.7664519203316801E-2,1030.7947498156595,0,0,2.8471009244777499E-2,0,0,0,0,0,null,0,0,null,0,0]
[3094,0,1030.7947498156595,0,0,0,0,0,0,0,0,null,0,0,null,0,0]
[3098,0,1030.7947498156595,0,0,0,0,0,0,0,0,null,0,0,null,0,0]
[3099,0,1030.7947498156595,0,0,0,0,0,0,0,0,null,0,0,null,0,0]
[3102,0.124840858776776,1030.9195906744362,0,0,1.76645192033161E-2,0,0,0,0,0,null,0,0,null,0,0]
[3106,1.7903314065487701,1035.2407867634597,0,0,1.3704121542996099,0,0,0,0,0,null,0,0,null,0,0]
[3109,2.0740606310414398,1041.3665007202565,0,0,2.0485250008370999,0,0,0,0,0,null,0,0,null,0,0]
[3111,1.6626532555270701,1044.9131160264151,0,0,1.8839620506313499,0,0,0,0,0,null,0,0,null,0,0]
[3117,0,1046.6722372182699,0,0,0,0,0,0,0,0,null,0,0,null,0,0]
[3120,0,1046.6722372182699,0,0,0,0,0,0,0,0,{"$f":"SUM(K3190:K3213)","v":0},0,0,null,0,0]
[3123,0,1046.6722372182699,0,0,0,0,0,0,0,0,null,0,0,null,0,0]
[3124,0,1046.6722372182699,0,0,0,0,0,0,0,0,null,0,0,null,0,0]
[3127,0.57410550622379897,1047.4368042668427,0,0,0.18229890481987901,0,0,0,0,0,null,0,0,null,0,0]
[3132,2.0787516907819099,1055.6865099297365,0,0,1.99440443631301,0,0,0,0,0,null,0,0,null,0,0]
[3135,1.47471651361753,1060.978619927866,0,0,1.8066637731402999,0,0,0,0,0,null,0,0,null,0,0]
[3138,0.272087917641611,1062.9811870017081,{"$f":"IF($I$5<C3231,$I$5,0)","v":0},0,0.65845276069269798,0,0,0,0,{"$f":"SUM(G3231:J3231)","v":0},null,0,{"$f":"IF(M3231<$Q$88,M3231,$Q$88)","v":0},null,0,0]
[3142,0,1063.0111166726488,0,0,0,0,0,0,0,0,null,0,0,null,0,0]
[3145,0,1063.0111166726488,0,0,0,0,0,0,0,0,null,0,0,null,0,0]
[3149,0,1063.0111166726488,0,0,0,0,0,0,0,0,null,0,0,null,0,0]
[3150,0.15185034205935699,1063.1629670147081,0,0,2.9929670940577101E-2,0,0,0,0,0,null,0,0,null,0,0]
[3153,1.3856343712916299,1066.0860860993507,0,0,1.01685496914748,0,0,0,0,0,null,0,0,null,0,0]
[3157,1.9740544467716401,1073.7762212793566,0,0,2.05540284430344,0,0,0,0,0,null,0,0,null,0,0]
[3160,1.130742725692,1078.2069973315886,0,0,1.4995221278361499,0,0,0,0,0,null,0,0,null,0,0]
[3163,1.6269679506359699E-2,1079.082848411681,0,0,0.21150583358267599,0,0,0,0,0,null,0,0,null,0,0]
[3166,0,1079.082848411681,0,0,0,0,0,0,0,0,null,0,0,null,0,0]
[3171,0,1079.082848411681,0,0,0,0,0,0,0,0,null,0,0,null,0,0]
[3172,0,1079.082848411681,0,0,0,0,0,0,0,0,null,0,0,null,0,0]
[3175,0.57158112721633902,1079.8440536095377,0,0,0.181497324755899,0,0,0,0,0,null,0,0,null,0,0]
[3178,1.74454144989252,1084.0184920789234,0,0,1.4140537839190901,0,0,0,0,0,null,0,0,null,0,0]
[3182,1.8366445699179099,1091.9041445022731,0,0,1.8054329793789401,0,0,0,0,0,null,0,0,null,0,0]
[3187,2.1671322358913302E-2,1095.5070018444424,0,0,0.27089152948641598,0,0,0,0,0,null,0,0,null,0,0]
[3189,0,1095.5070018444424,0,0,0,0,0,0,0,0,null,0,0,null,0,0]
[3193,0,1095.5070018444424,0,0,0,0,0,0,0,0,null,0,0,null,0,0]
[3196,0,1095.5070018444424,0,0,0,0,0,0,0,0,null,0,0,null,0,0]
[3197,8.5054704317518003E-3,1095.5155073148742,0,0,2.16713223589136E-2,0,0,0,0,0,null,0,0,null,0,0]
[3200,1.08019474483248,1097.3668647121854,0,0,0.58971261660145902,0,0,0,0,0,null,0,0,null,0,0]
[3204,2.18023558733905,1104.7212614788398,0,0,2.1036863534532801,0,0,0,0,0,null,0,0,null,0,0]
[3208,1.2446338398463499,1111.6617253511492,0,0,1.42021516608576,0,0,0,0,0,null,0,0,null,0,0]
[3211,3.1186724916423301E-2,1112.7816122913298,0,0,0.29202115149014501,0,0,0,0,0,null,0,0,null,0,0]
[3214,0,1112.7816122913298,0,0,0,0,0,0,0,0,null,0,0,null,0,0]
[3218,0,1112.7816122913298,0,0,0,0,0,0,0,0,null,0,0,null,0,0]
[3221,0,1112.7816122913298,0,0,0,0,0,0,0,0,null,0,0,null,0,0]
[3223,0.74857182380826004,1113.763609737616,0,0,0.23342562247784501,0,0,0,0,0,null,0,0,null,0,0]
[3226,1.6098318791575501,1117.40585436421,0,0,0.994071185379786,0,0,0,0,0,null,0,0,null,0,0]
[3229,1.01821866356715,1120.7382063540661,0,0,0.92967791021348301,0,0,0,0,0,null,0,0,null,0,0]
[3233,0.32599095552940299,1125.6562427448926,0,0,0.98199744628610497,0,0,0,0,0,null,0,0,null,0,0]
[3236,0,1125.8453979906935,0,0,0,0,0,0,0,0,null,0,0,null,0,0]
[3238,0,1125.8453979906935,0,0,0,0,0,0,0,0,null,0,0,null,0,0]
[3244,0,1125.8453979906935,0,0,0,0,0,0,0,0,null,0,0,null,0,0]
[3247,0.58868050786412995,1126.6255425472318,0,0,0,0,0,0,0,0,null,0,0,null,0,0]
[3248,0.93731653679337201,1127.5628590840251,0,0,0.23681122320505199,0,0,0,0,0,null,0,0,null,0,0]
[3251,2.04037807094655,1132.9067064126946,0,0,1.7860452301703,0,0,0,0,0,null,0,0,null,0,0]
[3255,1.5888658367595001,1140.862466285965,0,0,1.96036324463492,0,0,0,0,0,null,0,0,null,0,0]
[3259,1.7146034209634901E-2,1142.1884262648434,0,0,0.12573758420398901,0,0,0,0,0,null,0,0,null,0,0]
[3262,0,1142.1884262648434,0,0,0,0,0,0,0,0,null,0,0,null,0,0]
[3266,0,1142.1884262648434,{"$f":"IF($I$5<C3359,$I$5,0)","v":0},0,0,0,0,0,0,{"$f":"SUM(G3359:J3359)","v":0},null,0,{"$f":"IF(M3359<$Q$88,M3359,$Q$88)","v":0},null,0,0]
[3269,1.7092275730402499E-2,1142.2055185405738,0,0,1.7146034209634502E-2,0,0,0,0,0,null,0,0,null,0,0]
[3272,0.89449576322439905,1143.8748641369098,0,0,0.55265024861634804,0,0,0,0,0,null,0,0,null,0,0]
[3276,2.0567705128917702,1150.8627561980227,0,0,1.9399732954006901,0,0,0,0,0,null,0,0,null,0,0]
[3277,2.0111911109440301,1152.8739473089668,0,0,2.0567705128917702,0,0,0,0,0,null,0,0,null,0,0]
[3281,0.58683480007715305,1157.7423971795099,0,0,1.03693139431109,0,0,0,0,0,null,0,0,null,0,0]
[3284,0,1158.0358145795485,0,0,0,0,0,0,0,0,null,0,0,null,0,0]
[3287,0,1158.0358145795485,0,0,0,0,0,0,0,0,null,0,0,null,0,0]
[3291,0,1158.0358145795485,0,0,0,0,0,0,0,0,null,0,0,null,0,0]
[3293,0,1158.0358145795485,0,0,0,0,0,0,0,0,null,0,0,null,0,0]
[3298,1.82891595247258,1162.065677524515,0,0,1.0734941460165099,0,0,0,0,0,null,0,0,null,0,0]
[3299,2.0277111646978598,1164.0933886892128,0,0,1.82891595247258,0,0,0,0,0,null,0,0,null,0,0]
[3302,1.9254736269820001,1170.2532003365934,0,0,1.871669865159,0,0,0,0,0,null,0,0,null,0,0]
[3306,0.34647165559263099,1174.3001028711794,0,0,0.80370064371077499,0,0,0,0,0,null,0,0,null,0,0]
[3310,0,1174.3483817084341,0,0,0,0,0,0,0,0,null,0,0,null,0,0]
[3313,0,1174.3483817084341,0,0,0,0,0,0,0,0,null,0,0,null,0,0]
[3317,8.5630889763582494E-3,1174.3569447974105,0,0,4.8278837254710799E-2,0,0,0,0,0,null,0,0,null,0,0]
[3320,1.10178411495809,1175.9011551761471,0,0,0.33966919606221002,0,0,0,0,0,null,0,0,null,0,0]
[3323,2.0522869913338599,1181.3215904981819,0,0,1.8467728559012599,0,0,0,0,0,null,0,0,null,0,0]
[3324,2.1236460661368501,1183.4452365643187,0,0,2.0522869913338599,0,0,0,0,0,null,0,0,null,0,0]
[3327,1.5299385637760099,1188.8514000713928,0,0,1.6282097669249,0,0,0,0,0,null,0,0,null,0,0]
[3332,0,1191.0464052123327,0,0,0,0,0,0,0,0,null,0,0,null,0,0]
[3335,0,1191.0464052123327,0,0,0,0,0,0,0,0,null,0,0,null,0,0]
[3338,0,1191.0464052123327,0,0,0,0,0,0,0,0,null,0,0,null,0,0]
[3342,0.21737562199649299,1191.2860757699186,0,0,2.22949355893843E-2,0,0,0,0,0,null,0,0,null,0,0]
[3345,1.4854000836427099,1194.4519566236111,0,0,0.99212463372758597,0,0,0,0,0,null,0,0,null,0,0]
[3348,2.1124451470941299,1200.4047044259767,0,0,2.0371997394799601,0,0,0,0,0,null,0,0,null,0,0]
[3350,1.4324496116179199,1203.7182892279488,0,0,1.8811351903542699,0,0,0,0,0,null,0,0,null,0,0]
[3353,0.55737338973459905,1206.9231862189226,0,0,0.90474677946919602,0,0,0,0,0,null,0,0,null,0,0]
[3357,0,1207.1795779782005,0,0,0,0,0,0,0,0,null,0,0,null,0,0]
[3360,0,1207.1795779782005,0,0,0,0,0,0,0,0,{"$f":"SUM(K3430:K3453)","v":0.543333333333333},0,0,null,0,0]
[3365,1.9754844021921299E-2,1207.1993328222225,0,0,1.6721201692039101E-2,0,0,0,0,0,null,0,0,null,0,0]
[3368,0.97786477908510605,1208.7632579739579,0,0,0.457653886507844,0,0,0,0,0,null,0,0,null,0,0]
[3371,2.0577962522834699,1213.2640699369524,0,0,1.31698960146142,0,0,0,0,0,null,0,0,null,0,0]
[3372,1.6923316378779301,1214.9564015748304,0,0,2.0577962522834699,0,0,0,0,0,null,0,0,null,0,0]
[3375,0.33912482237631603,1217.261133377388,0,0,0.73092922881108902,0,0,0,0,0,null,0,0,null,0,0]
[3378,7.2434428080378199E-2,1217.6562302578263,0,0,0.13828390815344899,0,0,0,0,0,null,0,0,null,0,0]
[3382,0,1217.6562302578263,0,0,0,0,0,0,0,0,null,0,0,null,0,0]
[3386,0,1217.6562302578263,0,0,0,0,0,0,0,0,null,0,0,null,0,0]
[3389,0,1217.6562302578263,0,0,0,0,0,0,0,0,null,0,0,null,0,0]
[3393,0.51528259485244399,1219.3143832233129,0,0,0.442614536604022,0,0,0,0,0,null,0,0,null,0,{"$f":"IF(P3486<$D$7, P3486,$D$7)","v":0}]
[3396,0.86541051186756601,1221.9436456944832,0,0,0.70025583403024505,0,0,0,0,0,null,0,0,null,0,0]
[3397,0.733286769597709,1222.6769324640809,0,0,0.86541051186756601,0,0,0,0,0,null,0,0,null,0,0]
[3403,0.25764129742622199,1224.4804215460645,0,0,0.204791800518279,0,0,0,0,0,null,0,0,null,0,0]
[3404,0,1224.4804215460645,0,0,0,0,0,0,0,0,null,0,0,null,0,0]
[3408,0,1224.4804215460645,0,0,0,0,0,0,0,0,{"$f":"SUM(K3478:K3501)","v":0.543333333333333},0,0,null,0,0]
[3411,0,1224.4804215460645,0,0,0,0,0,0,0,0,null,0,0,null,0,0]
[3415,0.60982212235967204,1225.2002115921284,0,0,0.109967923704204,0,0,0,0,0,null,0,0,null,0,0]
[3416,0.60315739971093296,1225.8033689918393,0,0,0.60982212235967204,0,0,0,0,0,null,0,0,null,0,0]
[3422,2.0560669371361602,1233.7677125570831,0,0,1.7594867792672499,0,0,0,0,0,null,0,0,null,0,0]
[3423,1.90611067753952,1235.6738232346227,0,0,2.0560669371361602,0,0,0,0,0,null,0,0,null,0,0]
[3426,0.33323613243698003,1237.6465811386495,0,0,0.63981337427900098,0,0,0,0,0,null,0,0,null,0,0]
[3429,0,1237.7098960038124,0,0,0,0,0,0,0,0,null,0,0,null,0,0]
[3433,0,1237.7098960038124,0,0,0,0,0,0,0,0,null,0,0,null,0,0]
[3437,1.03765308760779E-2,1237.7202725346885,0,0,6.3314865163025993E-2,0,0,0,0,0,null,0,0,null,0,0]
[3441,0.71252178682401301,1238.9827504579446,0,0,0.19369524302011901,0,0,0,0,0,null,0,0,null,0,0]
[3444,1.4492554790255401,1242.7286781042089,0,0,1.14487723999392,0,0,0.33333333333333298,0,0.33333333333333298,null,0.33333333333333298,0.33333333333333298,null,0.33333333333333298,0.33333333333333298]
[3447,1.5461031005356001,1248.5879592055676,0,0,1.8262694341896999,0,0,0,0,0,null,0,0,null,0,0]
[3448,0.54649729280676695,1249.1344564983744,0,0,1.5461031005356001,0,0,0,0,0,null,0,0,null,0,0]
[3451,2.7670749002874299E-2,1249.4042463011526,0,0,0.107224152386137,0,0,0,0,0,null,0,0,null,0,0]
[3454,0,1249.4042463011526,0,0,0,0,0,0,0,0,null,0,0,null,0,0]
[{"$f":"A3551+1","v":3459},0,{"$f":"IF(C3551+B3552-D3551>=0,C3551+B3552-D3551,0)","v":1249.4042463011526},0,{"$f":"IF(E3551+D3552-F3551>=0,E3551+D3552-F3551,0)","v":0},0,0,0,0,0,0,null,{"$f":"IF(M3551+K3552-N3551>=0,M3551+K3552-N3551,0)","v":0},0,null,{"$f":"IF(P3551+N3552-Q3551>0,P3551+N3552-Q3551,0)","v":0},0]
[3462,0.102719381497781,1249.5240855795666,0,0,1.7119896916297402E-2,0,0,0,0,0,null,0,0,null,0,0]
[3466,1.86321544772363,1253.4017422311078,0,0,1.22977926182065,0,0,0,0,0,null,0,0,null,0,0]
[3469,2.1799335406751301,1259.6162648117238,0,0,1.6406567878117799,0,0,0,0,0,null,0,0,null,0,0]
[3471,1.6720432654916499,1263.2456829579787,0,0,1.6240415474299299,0,0,0.21,0,0.21,null,0.21000000000000002,0.21000000000000002,null,0.21000000000000002,0.21000000000000002]
[3474,0.40517089368569098,1265.8621738700194,0,0,0.87311474273113698,0,0,0,0,0,null,0,0,null,0,0]
[3477,0,1265.9335067738373,0,0,0,0,0,0,0,0,null,0,0,null,0,0]
[3481,0,1265.9335067738373,0,0,0,0,0,0,0,0,null,0,0,null,0,0]
[3484,0,1265.9335067738373,0,0,0,0,0,0,0,0,null,0,0,null,0,0]
[3487,0.44804980874327099,1266.612510092242,0,0,0.194000948115643,0,0,0,0,0,null,0,0,null,0,0]
[3492,0.31871584333284197,1269.8597164380824,0,0,0.59124098473338904,0,0,0,0,0,null,0,0,null,0,0]
[3495,0.61433633569953705,1272.3586334126196,0,0,0.72981309053027699,0,0,0,0,0,null,0,0,null,0,0]
[3498,0.180143737535954,1274.2709284726166,0,0,0.87300426652039398,0,0,0,0,0,null,0,0,null,0,0]
[3499,5.08097721255256E-2,1274.3217382447422,0,0,0.180143737535954,0,0,0,0,0,null,0,0,null,0,0]
[3502,0,1274.3217382447422,0,0,0,0,0,0,0,0,null,0,0,null,0,0]
[3506,0,1274.3217382447422,0,0,0,0,0,0,0,0,null,0,0,null,0,0]
[3509,2.1668159243181499E-2,1274.3434064039855,0,0,5.0809772125525503E-2,0,0,0,0,0,null,0,0,null,0,0]
[3513,1.2856441150954401,1276.9146946341762,0,0,0.78366509262839901,0,0,0,0,0,null,0,0,null,0,0]
[3517,1.43370986992385,1282.609809155259,0,0,0.65311500985339799,0,0,0,0,0,null,0,0,null,0,0]
[3520,1.2531418762306701,1286.7628730102024,0,0,1.5059370674011201,0,0,0,0,0,null,0,0,null,0,0]
[3521,1.1122988411499899,1287.8751718513524,0,0,1.2531418762306701,0,0,0,0,0,null,0,0,null,0,{"$f":"IF(P3614<$D$7, P3614,$D$7)","v":0}]
[3526,0,1288.5577188675127,0,0,0,0,0,0,0,0,null,0,0,null,0,0]
[3528,0,1288.5577188675127,0,0,0,0,0,0,0,0,{"$f":"SUM(K3598:K3621)","v":0.543333333333333},0,0,null,0,0]
[3532,0,1288.5577188675127,0,0,0,0,0,0,0,0,null,0,0,null,0,0]
[3535,0.76179081861279396,1289.7077300071494,0,0,0.33694593900181302,0,0,0,0,0,null,0,0,null,0,0]
[3538,1.3624335794421101,1293.3152490279838,0,0,1.2598848153980799,0,0,0,0,0,null,0,0,null,0,0]
[3542,0.89363922952654695,1298.7246963313066,0,0,1.0181627287228701,0,0,0.33333333333333298,0,0.33333333333333298,null,0.33333333333333298,0.33333333333333298,null,0.33333333333333298,0.33333333333333298]
[3543,1.03647500801645,1299.761171339323,0,0,0.56030589619321403,0,0,0.21,0,0.21,null,0.21000000000000002,0.21000000000000002,null,0.21000000000000002,0.21000000000000002]
[3547,0.13184841091375299,1301.010068787145,0,0,0.120861043337607,0,0,0,0,0,null,0,0,null,0,0]
[3550,0,1301.010068787145,0,0,0,0,0,0,0,0,null,0,0,null,0,0]
[3553,0,1301.010068787145,0,0,0,0,0,0,0,0,null,0,0,null,0,0]
[3557,0,1301.010068787145,0,0,0,0,0,0,0,0,null,0,0,null,0,0]
[3560,0.37530042169700101,1301.7518735269052,0,0,0.34304804170741499,0,0,0,0,0,null,0,0,null,0,0]
[3564,1.8413176939509099,1307.9560586230839,0,0,1.5217259285995599,0,0,0,0,0,null,0,0,null,0,0]
[3568,1.0350081942112599,1314.7642428354311,0,0,1.7914731066942799,0,0,0,0,0,null,0,0,null,0,0]
[3571,9.6757139968758094E-2,1316.074862276826,0,0,0.439805181676174,0,0,0.33333333333333298,0,0.33333333333333298,null,0.33333333333333298,0.33333333333333298,null,0.33333333333333298,0.33333333333333298]
[3572,0,1316.074862276826,0,0,0,0,0,0.21,0,0.21,null,0.21000000000000002,0.21000000000000002,null,0.21000000000000002,0.21000000000000002]
[3575,0,1316.074862276826,0,0,0,0,0,0,0,0,null,0,0,null,0,0]
[3581,5.9646121641170002E-2,1316.1345083984672,0,0,0,0,0,0,0,0,null,0,0,null,0,0]
[3583,0.79166670541916595,1317.2488063982182,0,0,0,0,0,0,0,0,null,0,0,null,0,0]
[3586,1.9357877659906999,1322.023207316859,{"$f":"IF($I$5<C3679,$I$5,0)","v":0},0,1.5968893475749599,0,0,0,0,{"$f":"SUM(G3679:J3679)","v":0},null,0,{"$f":"IF(M3679<$Q$88,M3679,$Q$88)","v":0},null,0,0]
[3590,2.0632135713150199,1330.593270521756,0,0,2.21504006276527,0,0,0,0,0,null,0,0,null,0,0]
[3593,0.932648447480113,1334.6356508566189,0,0,1.3637272357049299,0,0,0.33333333333333298,0,0.33333333333333298,null,0.33333333333333298,0.33333333333333298,null,0.33333333333333298,0.33333333333333298]
[3596,0,1335.1534876399583,0,0,0,0,0,0,0,0,null,0,0,null,0,0]
[3598,0,1335.1534876399583,0,0,0,0,0,0,0,0,null,0,0,null,0,0]
[3601,0,1335.1534876399583,0,0,0,0,0,0,0,0,null,0,0,null,0,0]
[3604,0,1335.1534876399583,0,0,0,0,0,0,0,0,null,0,0,null,0,0]
[3608,0.34311018204594701,1336.332928890741,0,0,0.41816553436849802,0,0,0,0,0,null,0,0,null,0,0]
[3611,0.35919347182935102,1337.9305356758923,0,0,0.55219294923019602,0,0,0,0,0,null,0,0,null,0,0]
[3615,0.53610965944679201,1340.9327497687943,0,0,0.981080676787629,0,0,0,0,0,null,0,0,null,0,0]
[3619,4.2888772755743397E-2,1341.6564978090476,0,0,5.8972062539146899E-2,0,0,0,0,0,null,0,0,null,0,0]
[3622,0,1341.6564978090476,0,0,0,0,0,0,0,0,null,0,0,null,0,0]
[3623,0,1341.6564978090476,0,0,0,0,0,0,0,0,null,0,0,null,0,0]
[3626,0,1341.6564978090476,0,0,0,0,0,0,0,0,null,0,0,null,0,0]
[3630,0.171875428136397,1341.8386857628723,0,0,1.0312525688184001E-2,0,0,0,0,0,null,0,0,null,0,0]
[3632,0.40218850183916999,1342.4711873384142,0,0,0.23031307370277301,0,0,0,0,0,null,0,0,null,0,0]
[3637,1.6431290929839599,1349.9408934452222,0,0,1.37500342509118,0,0,0,0,0,null,0,0,null,0,0]
[3641,0.83187707218016305,1353.667152727219,0,0,0.54666885872502102,0,0,0.21,0,0.21,null,0.21000000000000002,0.21000000000000002,null,0.21000000000000002,0.21000000000000002]
[3644,1.0312525688183799E-2,1354.3752794911411,0,0,0.247500616516412,0,0,0,0,0,null,0,0,null,0,0]
[3647,0,1354.3752794911411,0,0,0,0,0,0,0,0,null,0,0,null,0,0]
[3648,0,1354.3752794911411,0,0,0,0,0,0,0,0,{"$f":"SUM(K3718:K3741)","v":0.543333333333333},0,0,null,0,0]
[3653,9.0628977154554896E-2,1354.4659084682958,0,0,1.03125256881831E-2,0,0,0,0,0,null,0,0,null,0,0]
[3656,1.38866981123915,1357.1146134135224,0,0,0.92675437929012505,0,0,0,0,0,null,0,0,null,0,0]
[3659,1.6079334656453299,1362.029042787613,0,0,1.7628797814257,0,0,0,0,0,null,0,0,null,0,0]
[3662,1.94998476651897,1366.8236080306281,0,0,1.58454534250867,0,0,0,0,0,null,0,0,null,0,0]
[3666,0.40636863949945601,1371.3725979807084,0,0,0.60803862291720501,0,0,0.21,0,0.21,null,0.21000000000000002,0.21000000000000002,null,0.21000000000000002,0.21000000000000002]
[3669,0,1371.5187737503124,0,0,0,0,0,0,0,0,null,0,0,null,0,0]
[3670,0,1371.5187737503124,0,0,0,0,0,0,0,0,null,0,0,null,0,0]
[3674,0,1371.5187737503124,0,0,0,0,0,0,0,0,null,0,0,null,0,0]
[3677,8.7301987948180101E-2,1371.6060757382606,0,0,0.14617576960412099,0,0,0,0,0,null,0,0,null,0,0]
[3681,1.63620822573847,1375.613518604398,0,0,1.2363087970726201,0,0,0,0,0,null,0,0,null,0,0]
[3684,2.2445059482161098,1381.6514367386203,0,0,2.05018862020242,0,0,0,0,0,null,0,0,null,0,0]
[3687,0.88428465212027596,1386.4868403936855,0,0,1.8389741332310201,0,0,0,0,0,null,0,0,null,0,0]
[3692,0,1387.1120352751211,0,0,0,0,0,0,0,0,null,0,0,null,0,0]
[3695,0,1387.1120352751211,0,0,0,0,0,0,0,0,null,0,0,null,0,0]
[3696,0,1387.1120352751211,0,0,0,0,0,0,0,0,{"$f":"SUM(K3766:K3789)","v":0},0,0,null,0,0]
[3699,0,1387.1120352751211,0,0,0,0,0,0,0,0,null,0,0,null,0,0]
[3702,0.116753360218965,1387.2677064220798,0,0,3.8917786739655298E-2,0,0,0,0,0,null,0,0,null,0,0]
[3708,1.1215398542246,1392.0475182298319,0,0,1.1003119705484301,0,0,0,0,0,null,0,0,null,0,0]
[3710,2.06264269720171,1396.0772781476926,0,0,1.96711722065892,0,0,0,0,0,null,0,0,null,0,0]
[3713,0.15567114695862,1397.5915338499265,0,0,0.41394373168542098,0,0,0,0,0,null,0,0,null,0,{"$f":"IF(P3806<$D$7, P3806,$D$7)","v":0}]
[3717,0,1398.1116169999927,0,0,0,0,0,0,0,0,null,0,0,null,0,0]
[3720,0,1398.1116169999927,0,0,0,0,0,0,0,0,{"$f":"SUM(K3790:K3813)","v":0.543333333333333},0,0,null,0,0]
[3721,0,1398.1116169999927,0,0,0,0,0,0,0,0,null,0,0,null,0,0]
[3725,6.2559146961417705E-2,1398.1741761469541,0,0,0.20520287553636299,0,0,0,0,0,null,0,0,null,0,0]
[3728,1.2255905609259601,1400.6964472085349,0,0,0.89288964299478102,0,0,0,0,0,null,0,0,null,0,0]
[3732,2.1326981918665102,1407.5751097767018,0,0,1.4758271487716299,0,0,0,0,0,null,0,0,null,0,0]
[3735,1.05781830316579,1412.3438229337153,0,0,1.3056375150198001,0,0,0,0,0,null,0,0,null,0,0]
[3739,0.19620823365171899,1415.6623013202598,0,0,0.57725031059853604,0,0,0,0,0,null,0,0,null,0,0]
[3742,0,1415.6708321130272,0,0,0,0,0,0,0,0,null,0,0,null,0,0]
[3746,0,1415.6708321130272,0,0,0,0,0,0,0,0,null,0,0,null,0,0]
[3747,0,1415.6708321130272,0,0,0,0,0,0,0,0,null,0,0,null,0,0]
[3750,0.35860341814525099,1416.0941017213299,0,0,6.4666190157341194E-2,0,0,0,0,0,null,0,0,null,0,0]
[3753,1.8047745798457699,1420.200404796321,0,0,1.39620183294258,0,0,0,0,0,null,0,0,null,0,0]
[3757,0.69369185805147004,1426.8051743092094,0,0,1.6725028272512099,0,0,0,0,0,null,0,0,null,0,0]
[3759,1.66662408269146,1429.8680002248434,0,0,1.0628684996092399,0,0,0.21,0,0.21,null,0.21000000000000002,0.21000000000000002,null,0.21000000000000002,0.21000000000000002]
[3765,0,1431.6727748046892,0,0,0,0,0,0,0,0,null,0,0,null,0,0]
[3768,0,1431.6727748046892,0,0,0,0,0,0,0,0,{"$f":"SUM(K3838:K3861)","v":0.543333333333333},0,0,null,0,0]
[3771,0,1431.6727748046892,0,0,0,0,0,0,0,0,null,0,0,null,0,0]
[3772,0,1431.6727748046892,0,0,0,0,0,0,0,0,null,0,0,null,0,0]
[3775,0.35091853519499,1432.3348169896449,0,0,0.24238702946457999,0,0,0,0,0,null,0,0,null,0,0]
[3780,2.0295391571586499,1440.4131787328452,0,0,1.6171194353831,0,0,0,0,0,null,0,0,null,0,0]
[3783,0.32197680033354698,1442.2835383482657,0,0,0.80313314240502798,0,0,0,0,0,null,0,0,null,0,0]
[3786,0.11938465630345001,1443.1337018098206,0,0,0.43050830606395601,0,0,0,0,0,null,0,0,null,0,0]
[3790,0,1443.1554081109666,0,0,0,0,0,0,0,0,null,0,0,null,0,0]
[3793,0,1443.1554081109666,0,0,0,0,0,0,0,0,null,0,0,null,0,0]
[3797,0.131204505445701,1443.2866126164124,0,0,2.1706301146081301E-2,0,0,0,0,0,null,0,0,null,0,0]
[3798,0.41448696038528299,1443.7010995767978,0,0,0.131204505445702,0,0,0,0,0,null,0,0,null,0,0]
[3801,1.0108710760475601,1446.8082608193984,0,0,1.3090631338787,0,0,0.33333333333333298,0,0.33333333333333298,null,0.33333333333333298,0.33333333333333298,null,0.33333333333333298,0.33333333333333298]
[3805,1.8070438704567,1455.5244146698026,0,0,2.5435782532996201,0,0,0,0,0,null,0,0,null,0,0]
[3808,1.0436722024089899,1459.4426583097038,0,0,1.52376141551712,0,0,0,0,0,null,0,0,null,0,0]
[3811,0.223644043373354,1460.7934683316787,0,0,0.48903497484306802,0,0,0,0,0,null,0,0,null,0,0]
[3814,0,1460.7934683316787,0,0,0,0,0,0,0,0,null,0,0,null,0,0]
[3819,0,1460.7934683316787,0,0,0,0,0,0,0,0,null,0,0,null,0,0]
[3822,0.49385928098868498,1461.3370688352131,0,0,4.9741222545623097E-2,0,0,0,0,0,null,0,0,null,0,0]
[3823,0.74967128265188898,1462.086740117865,0,0,0.49385928098868398,0,0,0,0,0,null,0,0,null,0,0]
[3826,1.1547069519519599,1465.6467904743447,0,0,1.2222128968353101,0,0,0.33333333333333298,0,0.33333333333333298,null,0.33333333333333298,0.33333333333333298,null,0.33333333333333298,0.33333333333333298]
[3830,1.5704014546546701,1471.6192901242871,0,0,1.7871310671748799,0,0,0,0,0,null,0,0,null,0,0]
[3835,0.15632955657195799,1475.4848937049758,0,0,0.53294167013167404,0,0,0,0,0,null,0,0,null,0,0]
[3837,0,1475.4955525383784,0,0,0,0,0,0,0,0,null,0,0,null,0,0]
[3841,0,1475.4955525383784,0,0,0,0,0,0,0,0,null,0,0,null,0,{"$f":"IF(P3934<$D$7, P3934,$D$7)","v":0}]
[3844,0,1475.4955525383784,0,0,0,0,0,0,0,0,null,0,0,null,0,0]
[3847,0.62110619733497696,1476.7913629297727,0,0,0.54228561391683305,0,0,0,0,0,null,0,0,null,0,0]
[3848,1.4629100282407601,1478.2542729580134,0,0,0.62110619733497696,0,0,0,0,0,null,0,0,null,0,0]
[3852,2.3047138591465401,1485.3323613489626,0,0,1.42822897153678,0,0,0.33333333333333298,0,0.33333333333333298,null,0.33333333333333298,0.33333333333333298,null,0.33333333333333298,0.33333333333333298]
[3856,1.16339181125181,1491.6569249624345,0,0,1.47236849825094,0,0,0,0,0,null,0,0,null,0,0]
[3859,1.89169400203546E-2,1492.4009912699016,0,0,0.13872422681593399,0,0,0,0,0,null,0,0,null,0,0]
[3862,0,1492.4104497399119,0,0,0,0,0,0,0,0,null,0,0,null,0,0]
[3866,0,1492.4104497399119,0,0,0,0,0,0,0,0,null,0,0,null,0,0]
[3869,0.13518871921709799,1492.5456384591289,0,0,9.4584700101781691E-3,0,0,0,0,0,null,0,0,null,0,0]
[3871,0.94344467879166005,1493.9751872559564,0,0,0.486104118035947,0,0,0,0,0,null,0,0,null,0,0]
[3874,2.03645985544054,1499.2417945939671,0,0,1.8149804643827401,0,0,0,0,0,null,0,0,null,0,0]
[3877,1.8696312232151799,1505.0980548562227,0,0,1.8466203773909899,0,0,0.33333333333333298,0,0.33333333333333298,null,0.33333333333333298,0.33333333333333298,null,0.33333333333333298,0.33333333333333298]
[3881,0.55801301123653102,1509.2745233733124,0,0,0.79099782520642203,0,0,0,0,0,null,0,0,null,0,0]
[3884,0,1509.6887185981477,0,0,0,0,0,0,0,0,null,0,0,null,0,0]
[3886,0,1509.6887185981477,0,0,0,0,0,0,0,0,null,0,0,null,0,0]
[3892,0,1509.6887185981477,0,0,0,0,0,0,0,0,null,0,0,null,0,0]
[3895,0.35039942057103801,1510.2776878369798,0,0,0.156561443233868,0,0,0,0,0,null,0,0,null,0,0]
[3896,0.34294411375037798,1510.6206319507303,0,0,0.35039942057103801,0,0,0,0,0,null,0,0,null,0,0]
[3899,0.77535190934868004,1512.8572239969285,0,0,0.93191335258254804,0,0,0,0,0,null,0,0,null,0,0]
[3903,1.6252568869039601,1519.2315113285931,0,0,1.65507811418661,0,0,0,0,0,null,0,0,null,0,0]
[{"$f":"A3999+1","v":3907},0.1975656307475,{"$f":"IF(C3999+B4000-D3999>=0,C3999+B4000-D3999,0)","v":1521.881872903338},0,{"$f":"IF(E3999+D4000-F3999>=0,E3999+D4000-F3999,0)","v":0},0.1975656307475,0,0,0,0,0,null,{"$f":"IF(M3999+K4000-N3999>=0,M3999+K4000-N3999,0)","v":0},0,null,{"$f":"IF(P3999+N4000-Q3999>0,P3999+N4000-Q3999,0)","v":0},0]
[3910,0,1521.8930558635691,0,0,0,0,0,0,0,0,null,0,0,null,0,0]
[3914,0,1521.8930558635691,0,0,0,0,0,0,0,0,null,0,0,null,0,0]
[3917,0.15078724853398801,1522.0438431121031,0,0,1.1182960230990399E-2,0,0,0,0,0,null,0,0,null,0,0]
[3920,1.3125344588299399,1524.7957103978486,0,0,0.75298220086479095,0,0,0,0,0,null,0,0,null,0,0]
[3924,1.45646774152148,1530.6558511931469,0,0,1.9979310430753501,0,0,0,0,0,null,0,0,null,0,0]
[3925,0.829329866936937,1531.4851810600837,0,0,1.45646774152148,0,0,0,0,0,null,0,0,null,0,0]
[3928,0.61000295997840803,1534.2473292945926,0,0,1.2748376466964499,0,0,0,0,0,null,0,0,null,0,0]
[3932,0,1534.5214879282908,0,0,0,0,0,0,0,0,null,0,0,null,0,0]
[3935,0,1534.5214879282908,0,0,0,0,0,0,0,0,null,0,0,null,0,0]
[3939,0,1534.5214879282908,0,0,0,0,0,0,0,0,null,0,0,null,0,0]
[3941,0.124806444494208,1534.646294372785,0,0,2.7415863369816499E-2,0,0,0,0,0,null,0,0,null,0,0]
[3946,1.17674647665967,1538.5955268664231,0,0,0.98953680991835902,0,0,0,0,0,null,0,0,null,0,0]
[3947,0.91821884163595602,1539.5137457080591,0,0,1.17674647665967,0,0,0,0,0,null,0,0,null,0,0]
[3950,0.80678451619469904,1542.0633630741549,0,0,0.66810248447710296,0,0,0,0,0,null,0,0,null,0,0]
[3953,0.33430297632376998,1542.9815819157907,0,0,0.24961288898841599,0,0,0,0,0,null,0,0,null,0,0]
[3958,0,1543.6903042255969,0,0,0,0,0,0,0,0,null,0,0,null,0,0]
[3961,0,1543.6903042255969,0,0,0,0,0,0,0,0,null,0,0,null,0,0]
[3965,0.19463699648845001,1543.8849412220854,0,0,2.67442381059016E-2,0,0,0,0,0,null,0,0,null,0,0]
[3968,1.4364210340847601,1546.2945472386125,0,0,0.51773441065927595,0,0,0,0,0,null,0,0,null,0,0]
[{"$f":"A4063+1","v":3971},1.3624589754191501,{"$f":"IF(C4063+B4064-D4063>=0,C4063+B4064-D4063,0)","v":1550.685557879392},0,{"$f":"IF(E4063+D4064-F4063>=0,E4063+D4064-F4063,0)","v":0},2.2383254596171702,0,0,0,0,0,null,{"$f":"IF(M4063+K4064-N4063>=0,M4063+K4064-N4063,0)","v":0},0,null,{"$f":"IF(P4063+N4064-Q4063>0,P4063+N4064-Q4063,0)","v":0},0]
[3972,1.17950019872001,1551.865058078112,0,0,1.3624589754191501,0,0,0,0,0,null,0,0,null,0,0]
[3975,0.529412630448584,1554.1462036769567,0,0,0.61505290890350195,0,0,0,0,0,null,0,0,null,0,0]
[3980,0,1555.4541642933591,0,0,0,0,0,0,0,0,null,0,0,null,0,0]
[3983,0,1555.4541642933591,0,0,0,0,0,0,0,0,null,0,0,null,0,0]
[3986,0,1555.4541642933591,0,0,0,0,0,0,0,0,null,0,0,null,0,0]
[3990,0.152715382548191,1555.6621171547013,0,0,5.5237478794027302E-2,0,0,0,0,0,null,0,0,null,0,0]
[3993,0.76682617619942905,1557.3062444646882,0,0,0.58811668598346101,0,0,0,0,0,null,0,0,null,0,0]
[3996,1.61488393886066,1562.189887442772,0,0,1.8402852422959299,0,0,0,0,0,null,0,0,null,0,0]
[3998,1.8130890098274599,1565.9525345276829,0,0,1.9495580750832899,0,0,0,0,0,null,0,0,null,0,0]
[4001,0.70509017048845801,1568.9613524902281,0,0,0.98452682791706403,0,0,0,0,0,null,0,0,null,0,0]
[4005,0,1569.546219912753,0,0,0,0,0,0,0,0,null,0,0,null,0,0]
[4008,0,1569.546219912753,0,0,0,0,0,0,0,0,{"$f":"SUM(K4078:K4101)","v":0.543333333333333},0,0,null,0,0]
[4013,3.4141463793168403E-2,1569.5803613765463,0,0,9.7477903754158296E-3,0,0,0,0,0,null,0,0,null,0,0]
[4016,0.347104881897212,1570.2916418722373,0,0,0.23899024655217799,0,0,0,0,0,null,0,0,null,0,0]
[4019,1.0583853775882199,1572.1694223808613,0,0,0.48936098103541498,0,0,0,0,0,null,0,0,null,0,0]
[4020,0.69420976379442501,1572.8636321446556,0,0,1.0583853775882199,0,0,0,0,0,null,0,0,null,0,0]
[4023,0.409697565518021,1574.5422541144865,0,0,0.66575854396678502,0,0,0,0,0,null,0,0,null,0,0]
[4026,0.79094391120840202,1576.4029638912143,0,0,0.53488293275963905,0,0,0.33333333333333298,0,0.33333333333333298,null,0.33333333333333298,0.33333333333333298,null,0.33333333333333298,0.33333333333333298]
[4030,0,1576.7045468213873,0,0,0,0,0,0,0,0,null,0,0,null,0,0]
[4034,0,1576.7045468213873,{"$f":"IF($I$5<C4127,$I$5,0)","v":0},0,0,0,0,0,0,{"$f":"SUM(G4127:J4127)","v":0},null,0,{"$f":"IF(M4127<$Q$88,M4127,$Q$88)","v":0},null,0,0]
[4037,2.8669572707016401E-2,1576.7332163940944,0,0,3.4141463793168299E-2,0,0,0,0,0,null,0,0,null,0,0]
[4041,0.358369658837705,1577.703203604015,0,0,0.30580877554150898,0,0,0,0,0,null,0,0,null,0,0]
[4044,1.5242656155897101,1580.5271565156561,0,0,0.66417843437921398,0,0,0,0,0,null,0,0,null,0,0]
[4045,1.1563394325163301,1581.6834959481723,0,0,1.5242656155897101,0,0,0,0,0,null,0,0,null,0,0]
[4051,0.172017436242098,1586.0508275238747,0,0,0.43960011484091799,0,0,0,0,0,null,0,0,null,0,0]
[4052,0,1586.0508275238747,0,0,0,0,0,0,0,0,null,0,0,null,0,0]
[4056,0,1586.0508275238747,0,0,0,0,0,0,0,0,{"$f":"SUM(K4126:K4149)","v":0},0,0,null,0,0]
[4059,0,1586.0508275238747,0,0,0,0,0,0,0,0,null,0,0,null,0,0]
[4062,0.33777122835295198,1586.5109796320655,0,0,0.12238087983802599,0,0,0,0,0,null,0,0,null,0,0]
[4064,0.39651405067520501,1587.2207887351262,0,0,0.31329505238534699,0,0,0,0,0,null,0,0,null,0,0]
[4070,0.80281857173745097,1592.4342142162261,0,0,1.0084184498653299,0,0,0,0,0,null,0,0,null,0,0]
[4071,0.89582804041435105,1593.3300422566404,0,0,0.80281857173745097,0,0,0,0,0,null,0,0,null,0,0]
[4074,0.151752290999152,1594.4216797047955,0,0,0.117980757965911,0,0,0,0,0,null,0,0,null,0,0]
[4077,0,1594.4902129975048,0,0,0,0,0,0,0,0,null,0,0,null,0,0]
[4081,0,1594.4902129975048,0,0,0,0,0,0,0,0,null,0,0,null,0,0]
[4085,4.8330733722366598E-2,1594.5385437312273,0,0,6.8533292709294202E-2,0,0,0,0,0,null,0,0,null,0,0]
[4089,0.53603177401170299,1596.3795053157428,0,0,0.28119699620286098,0,0,0,0,0,null,0,0,null,0,0]
[4092,0.81722877021456297,1599.0772389980641,0,0,0.56239399240572097,0,0,0,0,0,null,0,0,null,0,0]
[4095,1.1467565001397899,1601.9682956152749,0,0,0.86555950393692904,0,0,0,0,0,null,0,0,null,0,0]
[4096,0.48770104028933597,1602.4559966555641,0,0,1.1467565001397899,0,0,0,0,0,null,0,0,null,0,0]
[{"$f":"A4191+1","v":4099},0.391039572844603,{"$f":"IF(C4191+B4192-D4191>=0,C4191+B4192-D4191,0)","v":1604.5342182056261},0,{"$f":"IF(E4191+D4192-F4191>=0,E4191+D4192-F4191,0)","v":0},1.06327614189207,0,0,0,0,0,null,{"$f":"IF(M4191+K4192-N4191>=0,M4191+K4192-N4191,0)","v":0},0,null,{"$f":"IF(P4191+N4192-Q4191>0,P4191+N4192-Q4191,0)","v":0},0]
[4102,0,1604.5957300485454,0,0,0,0,0,0,0,0,null,0,0,null,0,0]
[4107,0,1604.5957300485454,0,0,0,0,0,0,0,0,null,0,0,null,0,0]
[4110,0.52585561352418297,1605.3080000859113,0,0,0.17806750934152299,0,0,0,0,0,null,0,0,null,0,0]
[4114,1.4829684762348601,1610.8392220948322,0,0,1.6610359855763901,0,0,0,0,0,null,0,0,null,0,0]
[4117,1.68607672907754,1615.7166024678897,0,0,1.30357382940294,0,0,0,0,0,null,0,0,null,0,0]
[4119,1.1045750188841299,1618.7604439556965,0,0,1.9392664689225101,0,0,0,0,0,null,0,0,null,0,0]
[4122,0.55646096669225698,1621.8515846256719,0,0,1.0517112270483699,0,0,0,0,0,null,0,0,null,0,0]
[4125,0,1622.0992097558499,0,0,0,0,0,0,0,0,null,0,0,null,0,0]
[4128,0,1622.0992097558499,0,0,0,0,0,0,0,0,{"$f":"SUM(K4198:K4221)","v":0.543333333333333},0,0,null,0,0]
[4132,8.9551617464906207E-3,1622.1081649175965,0,0,1.6693829000768101E-2,0,0,0,0,0,null,0,0,null,0,0]
[4135,0.95223219904350198,1623.7977054337675,0,0,0.56417519002890903,0,0,0,0,0,null,0,0,null,0,0]
[4140,1.4268557716075101,1632.4125710338917,0,0,1.86565869718555,0,0,0.33333333333333298,0,0.33333333333333298,null,0.33333333333333298,0.33333333333333298,null,0.33333333333333298,0.33333333333333298]
[4143,0.86268058157859695,1636.451348981559,0,0,1.4268557716075101,0,0,0,0,0,null,0,0,null,0,0]
[4146,0.75521864062070898,1638.854317383534,0,0,0.695517562310771,0,0,0,0,0,null,0,0,null,0,0]
[4147,0.24178936715524699,1639.0961067506892,0,0,0.75521864062070998,0,0,0,0,0,null,0,0,null,0,0]
[4150,0,1639.1140170741821,0,0,0,0,0,0,0,0,null,0,0,null,0,0]
[4154,0,1639.1140170741821,0,0,0,0,0,0,0,0,null,0,0,null,0,0]
[4157,0.127140982894101,1639.2502395558545,0,0,9.0814987781499493E-3,0,0,0,0,0,null,0,0,null,0,0]
[4161,1.9161962421896701,1644.2026835562056,0,0,1.4893657996166101,0,0,0,0,0,null,0,0,null,0,{"$f":"IF(P4254<$D$7, P4254,$D$7)","v":0}]
[4165,0.66294941080495595,1649.7938596372867,0,0,1.0776711883404799,0,0,0,0,0,null,0,0,null,0,0]
[4168,1.2017850049751899,1653.5505729651813,0,0,1.0583826626816299,0,0,0,0,0,null,0,0,null,0,0]
[4171,0.24520046701005199,1655.1822155789891,0,0,0.56305292424530495,0,0,0,0,0,null,0,0,null,0,0]
[4174,0,1655.2064329090642,0,0,0,0,0,0,0,0,null,0,0,null,0,0]
[4176,0,1655.2064329090642,0,0,0,0,0,0,0,0,{"$f":"SUM(K4246:K4269)","v":0.543333333333333},0,0,null,0,0]
[4180,8.0931874610162598E-3,1655.2145260965253,0,0,2.4217330075066899E-2,0,0,0,0,0,null,0,0,null,0,0]
[4183,0.94420520378522999,1656.862838609419,0,0,0.52335945581238497,0,0,0,0,0,null,0,0,null,0,0]
[4186,2.0529718859444599,1662.0559672302379,0,0,1.76161713734787,0,0,0,0,0,null,0,0,null,0,0]
[4190,1.6941739085060701,1670.0898046498735,0,0,1.7912921580382699,0,0,0.33333333333333298,0,0.33333333333333298,null,0.33333333333333298,0.33333333333333298,null,0.33333333333333298,0.33333333333333298]
[4191,1.25174632730385,1671.3415509771773,0,0,1.3608405751727399,0,0,0.21,0,0.21,null,0.21000000000000002,0.21000000000000002,null,0.21000000000000002,0.21000000000000002]
[4195,0.118700082761572,1673.6265275703374,0,0,0.291354748596585,0,0,0,0,0,null,0,0,null,0,0]
[4198,0,1673.6427139452594,0,0,0,0,0,0,0,0,null,0,0,null,0,0]
[4201,0,1673.6427139452594,0,0,0,0,0,0,0,0,null,0,0,null,0,0]
[4205,0.18249738126454099,1673.8410806640252,0,0,1.5869337501263799E-2,0,0,0,0,0,null,0,0,null,0,0]
[4208,1.3012856751036801,1676.5468027079905,0,0,0.87545845215308704,0,0,0,0,0,null,0,0,null,0,0]
[4212,2.2190623605934801,1684.3862554336149,0,0,2.0868178814162701,0,0,0,0,0,null,0,0,null,0,0]
[4216,1.3806323626100001,1691.3661190445878,0,0,1.36468577930196,0,0,0.21,0,0.21,null,0.21000000000000002,0.21000000000000002,null,0.21000000000000002,0.21000000000000002]
[4219,0.21423605626707001,1693.0429790405549,0,0,0.56600637087843098,0,0,0,0,0,null,0,0,null,0,0]
[4220,2.9093785418984799E-2,1693.0720728259739,0,0,0.21423605626707001,0,0,0,0,0,null,0,0,null,0,0]
[4223,0,1693.0720728259739,0,0,0,0,0,0,0,0,null,0,0,null,0,0]
[4229,0.14041870528782799,1693.2124915312618,0,0,2.9093785418984001E-2,0,0,0,0,0,null,0,0,null,0,0]
[4231,0.861058098463098,1694.5212998409256,0,0,0.44775021120080999,0,0,0,0,0,null,0,0,null,0,0]
[4234,1.9499654168272,1699.4147592497297,0,0,1.66382918718408,0,0,0,0,0,null,0,0,null,0,0]
[4237,1.61878922511062,1705.397125976898,0,0,2.2228545988016601,0,0,0,0,0,null,0,0,null,0,0]
[4241,0.99352857514972803,1711.114551750693,0,0,1.1809400052096199,0,0,0,0,0,null,0,0,null,0,0]
[4244,2.11952762698609E-2,1711.938518115684,0,0,0.21460217223234099,0,0,0,0,0,null,0,0,null,0,0]
[4246,0,1711.938518115684,0,0,0,0,0,0,0,0,null,0,0,null,0,0]
[4249,0,1711.938518115684,0,0,0,0,0,0,0,0,null,0,0,null,0,0]
[4252,8.1215117552902501E-3,1711.9466396274393,0,0,2.11952762698614E-2,0,0,0,0,0,null,0,0,null,0,0]
[4256,1.3021490514315399,1714.797290253546,0,0,0.90148780483721802,0,0,0,0,0,null,0,0,null,0,0]
[4259,2.1576149563221101,1720.4444480940576,0,0,1.9112624330783099,0,0,0,0,0,null,0,0,null,0,0]
[4263,1.60264498637728,1728.116569532222,0,0,1.92479828600379,0,0,0.33333333333333298,0,0.33333333333333298,null,0.33333333333333298,0.33333333333333298,null,0.33333333333333298,0.33333333333333298]
[4267,8.9336629308192805E-2,1730.9374412818929,0,0,0.51977675233857601,0,0,0,0,0,null,0,0,null,0,0]
[4270,0,1730.9536843054034,0,0,0,0,0,0,0,0,null,0,0,null,0,0]
[4271,0,1730.9536843054034,0,0,0,0,0,0,0,0,null,0,0,null,0,0]
[4274,0,1730.9536843054034,0,0,0,0,0,0,0,0,null,0,0,null,0,0]
[4277,0.206523283889916,1731.1781661357186,0,0,1.7958546425210099E-2,0,0,0,0,0,null,0,0,null,0,0]
[4280,1.43967680508768,1734.1562917512326,0,0,0.98173387124481803,0,0,0,0,0,null,0,0,null,0,0]
[4285,0.88894804804789895,1742.1268932729552,0,0,1.8197993710879601,0,0,0,0,0,null,0,0,null,0,0]
[4289,0.26638510530728299,1744.7727857796028,0,0,0.57467348560672304,0,0,0,0,0,null,0,0,null,0,{"$f":"IF(P4382<$D$7, P4382,$D$7)","v":0}]
[4292,0,1745.3474592652094,0,0,0,0,0,0.21,0,0.21,null,0.21000000000000002,0.21000000000000002,null,0.21000000000000002,0.21000000000000002]
[4295,0,1745.3474592652094,0,0,0,0,0,0,0,0,null,0,0,null,0,0]
[4296,0,1745.3474592652094,0,0,0,0,0,0,0,0,{"$f":"SUM(K4366:K4389)","v":0.543333333333333},0,0,null,0,0]
[4301,0.20707306071095,1745.5725386790255,0,0,0,0,0,0,0,0,null,0,0,null,0,0]
[4304,1.2334351877130501,1748.4235445873646,0,0,1.05037059780917,0,0,0,0,0,null,0,0,null,0,0]
[4307,2.1007411956183399,1753.9755034614989,0,0,2.0347179008989,0,0,0,0,0,null,0,0,null,0,0]
[4310,1.4765209546346001,1758.9842706836232,0,0,1.48252307233637,0,0,0,0,0,null,0,0,null,0,0]
[4314,0.12604447173710001,1760.7849059941532,0,0,0.31811223819363299,0,0,0,0,0,null,0,0,null,0,0]
[4317,0,1760.9259557601447,0,0,0,0,0,0,0,0,null,0,0,null,0,0]
[4318,0,1760.9259557601447,0,0,0,0,0,0,0,0,null,0,0,null,0,0]
[4322,0,1760.9259557601447,0,0,0,0,0,0,0,0,null,0,0,null,0,0]
[4325,0.23204262189762201,1761.1665925532236,0,0,8.5941711813928793E-3,0,0,0,0,0,null,0,0,null,0,0]
[4329,1.54408608892368,1765.414977840559,0,0,0.95579234387567802,0,0,0.21,0,0.21,null,0.21000000000000002,0.21000000000000002,null,0.21000000000000002,0.21000000000000002]
[4332,2.21156671734524,1771.09572499146,0,0,1.9165001734507301,0,0,0,0,0,null,0,0,null,0,0]
[4335,1.5039799567438501,1775.1521737890778,0,0,1.20031924166795,0,0,0,0,0,null,0,0,null,0,0]
[4340,9.4535882995327503E-2,1778.4179588380073,0,0,0.33517267607434298,0,0,0,0,0,null,0,0,null,0,0]
[4343,0,1778.4179588380073,0,0,0,0,0,0,0,0,null,0,0,null,0,0]
[4346,0,1778.4179588380073,0,0,0,0,0,0,0,0,null,0,0,null,0,0]
[4347,0,1778.4179588380073,0,0,0,0,0,0,0,0,null,0,0,null,0,0]
[4350,0.15726453405478899,1778.701596658356,0,0,0.109523514788156,0,0,0,0,0,null,0,0,null,0,0]
[4356,2.12307120973965,1784.9303955250261,0,0,1.4387009700340201,0,0,0.21,0,0.21,null,0.21000000000000002,0.21000000000000002,null,0.21000000000000002,0.21000000000000002]
[4358,1.9966979234456299,1789.0417397724586,0,0,2.1146463239867201,0,0,0,0,0,null,0,0,null,0,0]
[4361,1.1766757101599401,1793.2822656014359,0,0,1.4266139874970201,0,0,0,0,0,null,0,0,null,0,0]
[4365,0,1794.3690758635646,0,0,0,0,0,0,0,0,null,0,0,null,0,0]
[4368,0,1794.3690758635646,0,0,0,0,0,0,0,0,{"$f":"SUM(K4438:K4461)","v":0.543333333333333},0,0,null,0,0]
[4369,0,1794.3690758635646,0,0,0,0,0,0,0,0,null,0,0,null,0,0]
[4373,0.245829744296716,1794.6436729183642,0,0,2.87673105028068E-2,0,0,0,0,0,null,0,0,null,0,0]
[4376,1.37298527399762,1797.4785606079136,0,0,0.85778889499279698,0,0,0,0,0,null,0,0,null,0,0]
[4380,2.24385021921896,1805.4601816674196,0,0,1.7954476438744,0,0,0.21,0,0.21,null,0.21000000000000002,0.21000000000000002,null,0.21000000000000002,0.21000000000000002]
[4383,1.5848172877001101,1810.873666462039,0,0,1.78618846121976,0,0,0,0,0,null,0,0,null,0,0]
[4386,0.34259251598797702,1813.3816528958746,0,0,0.84209763471853905,0,0,0,0,0,null,0,0,null,0,0]
[4390,0,1813.6144065899427,0,0,0,0,0,0,0,0,null,0,0,null,0,0]
[4394,0,1813.6144065899427,0,0,0,0,0,0,0,0,null,0,0,null,0,0]
[4395,0,1813.6144065899427,0,0,0,0,0,0,0,0,null,0,0,null,0,0]
[4398,0.40865336646512801,1814.193999926694,0,0,0.14957247400030799,0,0,0,0,0,null,0,0,null,0,0]
[4401,1.59454941032471,1818.1416448654879,0,0,1.3728616363599699,0,0,0,0,0,null,0,0,null,0,0]
[4405,2.0913436989686001,1825.7377897950748,0,0,1.1944426510983901,0,0,0.21,0,0.21,null,0.21000000000000002,0.21000000000000002,null,0.21000000000000002,0.21000000000000002]
[4407,1.7441218843250199,1829.3595804155109,0,0,1.87766873611101,0,0,0,0,0,null,0,0,null,0,0]
[4412,1.6025622214318701E-2,1832.2468633511239,0,0,0.200320277678984,0,0,0,0,0,null,0,0,null,0,0]
[4416,0,1832.2468633511239,0,0,0,0,0,0,0,0,{"$f":"SUM(K4486:K4509)","v":0.543333333333333},0,0,null,0,0]
[{"$f":"A4511+1","v":4419},0,{"$f":"IF(C4511+B4512-D4511>=0,C4511+B4512-D4511,0)","v":1832.2468633511239},0,{"$f":"IF(E4511+D4512-F4511>=0,E4511+D4512-F4511,0)","v":0},0,0,0,0,0,0,null,{"$f":"IF(M4511+K4512-N4511>=0,M4511+K4512-N4511,0)","v":0},0,null,{"$f":"IF(P4511+N4512-Q4511>0,P4511+N4512-Q4511,0)","v":0},0]
[4420,2.0352962867691199E-2,1832.2672163139916,0,0,1.6025622214318101E-2,0,0,0,0,0,null,0,0,null,0,0]
[4423,0.85821660092097896,1834.0888064906499,0,0,0.69878505845739802,0,0,0,0,0,null,0,0,null,0,0]
[4428,0.17978450533127199,1837.9897910402908,0,0,3.7313765257434302E-2,0,0,0,0,0,null,0,0,null,0,0]
[4431,0.376529813052287,1841.276794543423,0,0,1.6112762270255501,0,0,0.33333333333333298,0,0.33333333333333298,null,0.33333333333333298,0.33333333333333298,null,0.33333333333333298,0.33333333333333298]
[4434,0.90570684761225795,1843.2272868182433,0,0,0.79037339136200702,0,0,0,0,0,null,0,0,null,0,0]
[4438,0,1843.7157579270679,0,0,0,0,0,0,0,0,null,0,0,null,0,0]
[4441,0,1843.7157579270679,0,0,0,0,0,0,0,0,null,0,0,null,0,0]
[4445,0.19779372530405601,1843.9355287329613,0,0,2.1977080589339799E-2,0,0,0,0,0,null,0,0,null,0,0]
[4446,0.59612831098583496,1844.5316570439472,0,0,0.19779372530405501,0,0,0,0,0,null,0,0,null,0,0]
[4449,1.7004766106001501,1848.2155651777352,0,0,1.1895094868980001,0,0,0,0,0,null,0,0,null,0,0]
[4452,2.0603513052505802,1853.9543303466264,0,0,1.8625575799465299,0,0,0,0,0,null,0,0,null,0,0]
[4456,1.29664775477103,1861.706745524516,0,0,1.6281211092652199,0,0,0.21,0,0.21,null,0.21000000000000002,0.21000000000000002,null,0.21000000000000002,0.21000000000000002]
[4459,0.24449502155640199,1863.6160044007149,0,0,0.65656528260651903,0,0,0,0,0,null,0,0,null,0,0]
[4462,0,1863.6544642917463,0,0,0,0,0,0,0,0,null,0,0,null,0,0]
[4467,0,1863.6544642917463,0,0,0,0,0,0,0,0,null,0,0,null,0,0]
[4470,0.366599761858242,1864.2027125842549,0,0,0.155226926192229,0,0,0,0,0,null,0,0,null,0,0]
[4471,0.78934543319026795,1864.9920580174451,0,0,0.366599761858241,0,0,0,0,0,null,0,0,null,0,0]
[4474,2.0906094527591601,1869.6620766054409,0,0,1.3673180307145201,0,0,0,0,0,null,0,0,null,0,0]
[4478,1.0370479749863799,1873.1497283939302,0,0,0.65063200978444702,0,0,0,0,0,null,0,0,null,0,0]
[{"$f":"A4575+1","v":4483},0.22788633845242101,{"$f":"IF(C4575+B4576-D4575>=0,C4575+B4576-D4575,0)","v":1875.9438130653903},0,{"$f":"IF(E4575+D4576-F4575>=0,E4575+D4576-F4575,0)","v":0},0.28403224792620502,0,0,0,0,0,null,{"$f":"IF(M4575+K4576-N4575>=0,M4575+K4576-N4575,0)","v":0},0,null,{"$f":"IF(P4575+N4576-Q4575>0,P4575+N4576-Q4575,0)","v":0},0]
[4485,0,1875.9702346698484,0,0,0,0,0,0,0,0,null,0,0,null,0,0]
[4489,0,1875.9702346698484,0,0,0,0,0,0,0,0,null,0,0,null,0,0]
[4492,2.2427617447215099E-2,1875.9926622872956,0,0,2.64216044582526E-2,0,0,0,0,0,null,0,0,null,0,0]
[4495,1.08213254182813,1877.9410615530223,0,0,0.60834912325571,0,0,0,0,0,null,0,0,null,0,0]
[4496,1.36247775991832,1879.3035393129408,0,0,1.08213254182813,0,0,0.33333333333333298,0,0.33333333333333298,null,0.33333333333333298,0.33333333333333298,null,0.33333333333333298,0.33333333333333298]
[4500,1.9231681960986999,1884.8796057007546,0,0,1.72972999561647,0,0,0,0,0,null,0,0,null,0,0]
[4504,1.6035746474758801,1892.3003436236017,0,0,1.54189869949604,0,0,0,0,0,null,0,0,null,0,0]
[4507,0.35043152261273602,1894.5739433423132,0,0,0.74011137575809904,0,0,0,0,0,null,0,0,null,0,0]
[4510,0,1894.6356192902931,0,0,0,0,0,0,0,0,null,0,0,null,0,0]
[4514,0,1894.6356192902931,0,0,0,0,0,0,0,0,null,0,0,null,0,0]
[4517,0.22350463874903201,1894.891904609392,0,0,3.2780680349857802E-2,0,0,0,0,0,null,0,0,null,0,0]
[4521,1.6390340174928999,1899.7017244352712,0,0,1.16563777721018,0,0,0.21,0,0.21,null,0.21000000000000002,0.21000000000000002,null,0.21000000000000002,0.21000000000000002]
[4522,1.8208177903421101,1901.5225422256133,0,0,1.4290340174928999,0,0,0,0,0,null,0,0,null,0,0]
[4525,1.7790969244423001,1905.6290674548954,0,0,1.2426857914446201,0,0,0,0,0,null,0,0,null,0,0]
[4529,0.429128906398142,1909.1813011800798,0,0,0.61389274109734104,0,0,0,0,0,null,0,0,null,0,0]
[4532,5.6621175149754802E-2,1909.842874910777,0,0,0.34866723644849001,0,0,0,0,0,null,0,0,null,0,0]
[4534,0,1909.842874910777,0,0,0,0,0,0,0,0,null,0,0,null,0,0]
[4540,2.1584034361415101E-2,1909.8644589451385,0,0,5.6621175149754302E-2,0,0,0,0,0,null,0,0,null,0,0]
[4543,0.97397955055885799,1911.6397457713649,0,0,0.56927890628232403,0,0,0,0,0,null,0,0,null,0,0]
[4544,1.38677420772092,1913.0265199790858,0,0,0.97397955055885799,0,0,0,0,0,null,0,0,null,0,0]
[{"$f":"A4639+1","v":4547},1.6188025771061401,{"$f":"IF(C4639+B4640-D4639>=0,C4639+B4640-D4639,0)","v":1918.4737906510481},0,{"$f":"IF(E4639+D4640-F4639>=0,E4639+D4640-F4639,0)","v":0},2.0450872557440798,0,0,0.33333333333333298,0,0.33333333333333298,null,{"$f":"IF(M4639+K4640-N4639>=0,M4639+K4640-N4639,0)","v":0.33333333333333298},0.33333333333333298,null,{"$f":"IF(P4639+N4640-Q4639>0,P4639+N4640-Q4639,0)","v":0.33333333333333298},0.33333333333333298]
[4551,1.88860300662383,1925.1135792214784,0,0,1.96414712688878,0,0,0,0,0,null,0,0,null,0,0]
[4555,0.29138446387910399,1928.7019249340635,0,0,0.67450107379422397,0,0,0,0,0,null,0,0,null,0,0]
[4558,0,1928.7612810285575,0,0,0,0,0,0,0,0,null,0,0,null,0,0]
[4561,0,1928.7612810285575,0,0,0,0,0,0,0,0,null,0,0,null,0,0]
[4565,7.3369656273940403E-2,1928.8434550435845,0,0,8.8043587528720893E-3,0,0,0,0,0,null,0,0,null,0,0]
[4568,1.19739279039071,1930.9300880680155,0,0,0.62804425770493,0,0,0,0,0,null,0,0,null,0,0]
[4572,1.9252197806282001,1935.4261806044826,0,0,1.1416318516225099,0,0,0,0,0,null,0,0,null,0,0]
[4573,2.2920680619979001,1937.7182486664806,0,0,1.9252197806282001,0,0,0.33333333333333298,0,0.33333333333333298,null,0.33333333333333298,0.33333333333333298,null,0.33333333333333298,0.33333333333333298]
[4576,1.34413210293859,1942.9362986206831,0,0,1.8019587580879799,0,0,0,0,0,null,0,0,null,0,0]
[4580,4.1087007513406597E-2,1944.9084749813267,0,0,0.325761273856295,0,0,0,0,0,null,0,0,null,0,0]
[4583,0,1944.9084749813267,0,0,0,0,0,0,0,0,null,0,0,null,0,0]
[4586,0,1944.9084749813267,0,0,0,0,0,0,0,0,null,0,0,null,0,0]
[4589,0.225572665923536,1945.1550311510568,0,0,2.0983503806841101E-2,0,0,0,0,0,null,0,0,null,0,0]
[4594,2.00392461355327,1951.8356541755597,0,0,1.7337620020402,0,0,0,0,0,null,0,0,null,0,0]
[4595,2.1481862022253,1953.9838403777851,0,0,2.00392461355327,0,0,0,0,0,null,0,0,null,0,0]
[4598,1.74949962989533,1960.0402041640343,0,0,1.7938693650851301,0,0,0.21,0,0.21,null,0.21000000000000002,0.21000000000000002,null,0.21000000000000002,0.21000000000000002]
[4601,1.0780275080764301,1964.1346103443441,0,0,1.4504847006478501,0,0,0,0,0,null,0,0,null,0,0]
[4606,0,1965.1339497131446,0,0,0,0,0,0,0,0,null,0,0,null,0,0]
[4609,0,1965.1339497131446,0,0,0,0,0,0,0,0,null,0,0,null,0,{"$f":"IF(P4702<$D$7, P4702,$D$7)","v":0}]
[4613,0.19453931534932301,1965.3447006381064,0,0,1.6211609612444101E-2,0,0,0,0,0,null,0,0,null,0,0]
[4616,1.3293519882203699,1968.1898381250901,0,0,0.96729270687579905,0,0,0,0,0,null,0,0,null,0,0]
[4619,2.16154794832581,1974.0368253253114,0,0,1.96700863297648,0,0,0,0,0,null,0,0,null,0,0]
[4620,2.2453079313234299,1976.2821332566348,0,0,2.16154794832581,0,0,0,0,0,null,0,0,null,0,0]
[4623,2.00483572207219,1982.6830171186145,0,0,1.77051830765352,0,0,0,0,0,null,0,0,null,0,0]
[4627,0.29991477783020598,1985.8145597087516,0,0,0.62414697007907705,0,0,0,0,0,null,0,0,null,0,0]
[4631,0,1985.8740022773306,0,0,0,0,0,0,0,0,null,0,0,null,0,0]
[4634,0,1985.8740022773306,0,0,0,0,0,0,0,0,null,0,0,null,0,0]
[4638,0.39752719473116799,1986.4840960970223,0,0,0.190481780808685,0,0,0,0,0,null,0,0,null,0,0]
[4641,1.7088148162402299,1990.4262407781064,0,0,1.3968663925970199,0,0,0,0,0,null,0,0,null,0,0]
[4644,2.2940631862611198,1996.797718315881,0,0,2.1229056440852001,0,0,0,0,0,null,0,0,null,0,0]
[4646,0.728799857007142,1998.9454694096369,0,0,1.0856179034154201,0,0,0.21,0,0.21,null,0.21000000000000002,0.21000000000000002,null,0.21000000000000002,0.21000000000000002]
[4649,0.25949691878284598,2000.1490934159062,0,0,0.29262418501044202,0,0,0,0,0,null,0,0,null,0,0]
[4653,0,2000.5300569775236,0,0,0,0,0,0,0,0,null,0,0,null,0,0]
[4656,0,2000.5300569775236,0,0,0,0,0,0,0,0,{"$f":"SUM(K4726:K4749)","v":0.543333333333333},0,0,null,0,0]
[4661,6.9079890473367905E-2,2000.599136867997,0,0,5.2451504860362499E-2,0,0,0,0,0,null,0,0,null,0,0]
[4664,1.08317268262241,2002.386924433448,0,0,0.54434953693013899,0,0,0,0,0,null,0,0,null,0,0]
[4667,1.95634249820578,2008.0348962785504,0,0,2.0033168237276699,0,0,0,0,0,null,0,0,null,0,0]
[4670,1.6358118064093501,2014.0006356198305,0,0,2.3956906016163999,0,0,0,0,0,null,0,0,null,0,0]
[4671,0.93672331481886895,2014.9373589346494,0,0,1.6358118064093501,0,0,0,0,0,null,0,0,null,0,0]
[4674,0.24592441008519,2016.6947513482917,{"$f":"IF($I$5<C4767,$I$5,0)","v":0},0,0.38786072320862802,0,0,0.21,0,{"$f":"SUM(G4767:J4767)","v":0.21},null,0.21000000000000002,{"$f":"IF(M4767<$Q$88,M4767,$Q$88)","v":0.21000000000000002},null,0.21000000000000002,0.21000000000000002]
[4678,0,2016.7638312387651,0,0,0,0,0,0,0,0,null,0,0,null,0,0]
[4682,0,2016.7638312387651,0,0,0,0,0,0,0,0,null,0,0,null,0,0]
[4685,4.43447280667051E-2,2016.8081759668319,0,0,8.2895868568031994E-3,0,0,0,0,0,null,0,0,null,0,0]
[4689,0.76192305496429802,2018.6706545456336,0,0,0.37088318019426098,0,0,0,0,0,null,0,0,null,0,0]
[4692,0.62888887076418198,2020.6661673086353,0,0,0.63695154859449199,0,0,0,0,0,null,0,0,null,0,0]
[4695,0.42732192500643101,2021.8312242551151,0,0,0.491823347648912,0,0,0,0,0,null,0,0,null,0,0]
[4699,0.201566945757751,2023.7098281895774,0,0,0.33460112995786601,0,0,0,0,0,null,0,0,null,0,0]
[4700,2.41880334909301E-2,2023.7340162230682,0,0,0.201566945757751,0,0,0,0,0,null,0,0,null,0,0]
[4704,0,2023.7340162230682,0,0,0,0,0,0,0,0,{"$f":"SUM(K4774:K4797)","v":0},0,0,null,0,0]
[4707,0,2023.7340162230682,0,0,0,0,0,0,0,0,null,0,0,null,0,0]
[4710,0.62410021751151801,2024.6139413045146,0,0,0.233334766006559,0,0,0,0,0,null,0,0,null,0,0]
[4712,1.1160711096940199,2026.7055204118506,0,0,0.97550799764187701,0,0,0,0,0,null,0,0,null,0,0]
[4718,1.60804200187652,2036.7867068082305,0,0,1.08073157391123,0,0,0.21,0,0.21,null,0.21000000000000002,0.21000000000000002,null,0.21000000000000002,0.21000000000000002]
[4719,1.44498879189604,2038.2316956001266,0,0,1.3980420018765201,0,0,0,0,0,null,0,0,null,0,0]
[4722,0.67189167560924701,2041.0682592013388,0,0,0.82088857438451901,0,0,0,0,0,null,0,0,null,0,0]
[4725,0,2041.4899485374951,0,0,0,0,0,0,0,0,null,0,0,null,0,0]
[4729,0,2041.4899485374951,0,0,0,0,0,0,0,0,null,0,0,null,0,0]
[4733,0.199614048570985,2041.7127062438715,0,0,2.3143657805332001E-2,0,0,0,0,0,null,0,0,null,0,0]
[4736,0.94888997001859399,2044.2758663458119,0,0,1.01253502898326,0,0,0,0,0,null,0,0,null,0,0]
[4740,2.0742503308028399,2050.1341047277865,0,0,1.35679693883756,0,0,0,0,0,null,0,0,null,0,0]
[4743,1.97588978513018,2056.0068078958893,0,0,2.0655714591258398,0,0,0.33333333333333298,0,0.33333333333333298,null,0.33333333333333298,0.33333333333333298,null,0.33333333333333298,0.33333333333333298]
[4744,1.7126306775945399,2057.7194385734838,0,0,1.6425564517968501,0,0,0.21,0,0.21,null,0.21000000000000002,0.21000000000000002,null,0.21000000000000002,0.21000000000000002]
[4747,0.36161965320830602,2060.0569480118224,0,0,0.75506183589894305,0,0,0,0,0,null,0,0,null,0,0]
[4750,0,2060.146629685818,0,0,0,0,0,0,0,0,null,0,0,null,0,0]
[4755,0,2060.146629685818,0,0,0,0,0,0,0,0,null,0,0,null,0,0]
[4758,0.399932090686483,2060.6488000553268,0,0,9.3217254220157197E-2,0,0,0,0,0,null,0,0,null,0,0]
[4762,1.9545553304226599,2066.4282698169768,0,0,1.6027353709465799,0,0,0,0,0,null,0,0,null,0,0]
[4765,1.45238496091407,2070.5959831830778,0,0,1.0945509850366899,0,0,0,0,0,null,0,0,null,0,0]
[4767,0.94420057500417698,2073.3203326128669,0,0,1.78014885478495,0,0,0,0,0,null,0,0,null,0,0]
[4770,0.80888520597491598,2075.8973386408243,0,0,0.52371000095866005,0,0,0,0,0,null,0,0,null,0,0]
[4773,0,2076.1138432312709,0,0,0,0,0,0,0,0,null,0,0,null,0,0]
[4776,0,2076.1138432312709,0,0,0,0,0,0,0,0,{"$f":"SUM(K4846:K4869)","v":0.543333333333333},0,0,null,0,0]
[4780,0,2076.1138432312709,0,0,0,0,0,0,0,0,null,0,0,null,0,0]
[4783,0.43939631048056199,2076.8520290328788,0,0,0.27535502123448602,0,0,0,0,0,null,0,0,null,0,0]
[4788,1.9684954709529201,2084.4418679692462,0,0,1.20394589071674,0,0,0,0,0,null,0,0,null,0,0]
[4791,1.08970284999179,2088.030271171504,0,0,0.78212543265540002,0,0,0,0,0,null,0,0,null,0,0]
[4794,0.58586174730741603,2090.6754369605965,0,0,0.69131686182275098,0,0,0,0,0,null,0,0,null,0,0]
[4795,0.26949640376141099,2090.9449333643579,0,0,0.58586174730741702,0,0,0,0,0,null,0,0,null,0,0]
[4798,0,2090.9859436866695,0,0,0,0,0,0,0,0,null,0,0,null,0,0]
[4801,0,2090.9859436866695,0,0,0,0,0,0,0,0,null,0,0,null,0,{"$f":"IF(P4894<$D$7, P4894,$D$7)","v":0}]
[4805,0.213490659174949,2091.2172252341093,0,0,1.7790888264578499E-2,0,0,0,0,0,null,0,0,null,0,0]
[4809,1.58931935163573,2095.5670974147993,0,0,1.1895498768135599,0,0,0,0,0,null,0,0,null,0,0]
[4813,1.44106194943091,2102.5025786899409,0,0,1.82060089907526,0,0,0,0,0,null,0,0,null,0,0]
[4816,1.09413962827161,2105.54185543514,0,0,0.86582322887618302,0,0,0,0,0,null,0,0,null,0,0]
[4819,0.15715284633711499,2107.2705367448484,0,0,0.62564623730436497,0,0,0,0,0,null,0,0,null,0,0]
[4822,0,2107.3268745576861,0,0,0,0,0,0,0,0,null,0,0,null,0,0]
[4824,0,2107.3268745576861,0,0,0,0,0,0,0,0,{"$f":"SUM(K4894:K4917)","v":0.543333333333333},0,0,null,0,0]
[4828,2.2351105997197199E-2,2107.3492256636832,0,0,5.6337812837833998E-2,0,0,0,0,0,null,0,0,null,0,0]
[4831,0.83816647489489604,2109.033940278222,0,0,0.606273750173975,0,0,0,0,0,null,0,0,null,0,0]
[4834,1.21813527684725,2111.9284085048589,0,0,0.70599309553633904,0,0,0.21,0,0.21,null,0.21000000000000002,0.21000000000000002,null,0.21000000000000002,0.21000000000000002]
[4838,2.2267289349707702,2120.1983177238217,0,0,2.3971561181993999,0,0,0,0,0,null,0,0,null,0,0]
[4839,1.9724851042526601,2122.1708028280746,0,0,2.2267289349707702,0,0,0,0,0,null,0,0,null,0,0]
[4845,0,2125.7944758878702,0,0,0,0,0,0,0,0,null,0,0,null,0,0]
[4846,0,2125.7944758878702,0,0,0,0,0,0,0,0,null,0,0,null,0,0]
[4849,0,2125.7944758878702,0,0,0,0,0,0,0,0,null,0,0,null,0,0]
[4853,0.225095065058359,2126.040510028748,0,0,2.0939075819382699E-2,0,0,0,0,0,null,0,0,null,0,0]
[4856,1.41077023333088,2129.0217109485329,0,0,0.99722348589807697,0,0,0.33333333333333298,0,0.33333333333333298,null,0.33333333333333298,0.33333333333333298,null,0.33333333333333298,0.33333333333333298]
[4860,2.22477680580936,2137.3319066643503,0,0,2.1959855765577099,0,0,0,0,0,null,0,0,null,0,0]
[4864,1.54163945720202,2145.2285556327347,0,0,1.8818994392669799,0,0,0,0,0,null,0,0,null,0,0]
[{"$f":"A4959+1","v":4867},0.31932090624557902,{"$f":"IF(C4959+B4960-D4959>=0,C4959+B4960-D4959,0)","v":2147.2648807561695},0,{"$f":"IF(E4959+D4960-F4959>=0,E4959+D4960-F4959,0)","v":0},0.35765616870627998,0,0,0.21,0,0.21,null,{"$f":"IF(M4959+K4960-N4959>=0,M4959+K4960-N4959,0)","v":0.21000000000000002},0.21000000000000002,null,{"$f":"IF(P4959+N4960-Q4959>0,P4959+N4960-Q4959,0)","v":0.21000000000000002},0.21000000000000002]
[4870,0,2147.3381675215373,0,0,0,0,0,0,0,0,null,0,0,null,0,0]
[4871,0,2147.3381675215373,0,0,0,0,0,0,0,0,null,0,0,null,0,0]
[4877,0.225313709202137,2147.5857344365863,0,0,2.22532058471244E-2,0,0,0,0,0,null,0,0,null,0,0]
[4879,0.97357775581170303,2149.1378955444234,0,0,0.57858335202524103,0,0,0,0,0,null,0,0,null,0,0]
[4882,2.0389499857428,2154.3145475546112,0,0,1.8164179272715499,0,0,0,0,0,null,0,0,null,0,0]
[4885,2.06954814378259,2160.3479479899124,0,0,2.2336655369051299,0,0,0,0,0,null,0,0,null,0,0]
[4889,0.90403648753943799,2165.5857963161798,0,0,1.16551165624315,0,0,0.33333333333333298,0,0.33333333333333298,null,0.33333333333333298,0.33333333333333298,null,0.33333333333333298,0.33333333333333298]
[4892,3.8943110232468103E-2,2166.350750267175,0,0,0.20027885262412101,0,0,0,0,0,null,0,0,null,0,0]
[4894,0,2166.350750267175,0,0,0,0,0,0,0,0,null,0,0,null,0,0]
[4897,0,2166.350750267175,0,0,0,0,0,0,0,0,null,0,0,null,0,0]
[4900,0,2166.350750267175,0,0,0,0,0,0,0,0,null,0,0,null,0,0]
[4904,0.57466889198141302,2167.8078342337285,0,0,0.43649713653233002,0,0,0,0,0,null,0,0,null,0,0]
[4907,0.96092175380498501,2170.960662471703,0,0,1.3534551499671501,0,0,0,0,0,null,0,0,null,0,0]
[4910,2.0223320570274899,2175.1717607457308,0,0,1.6392194623732099,0,0,0,0,0,null,0,0,null,0,0]
[4915,0.30460591542184201,2179.9983513849406,0,0,0.71598091459979296,0,0,0,0,0,null,0,0,null,0,0]
[4918,0,2180.0580164611574,0,0,0,0,0,0,0,0,null,0,0,null,0,0]
[4919,0,2180.0580164611574,0,0,0,0,0,0,0,0,null,0,0,null,0,0]
[4922,0,2180.0580164611574,0,0,0,0,0,0,0,0,null,0,0,null,0,0]
[4925,0.18267841994544301,2180.2488745118471,0,0,8.1796307438255292E-3,0,0,0,0,0,null,0,0,null,0,0]
[4928,0.81796307438258298,2181.9747765987945,0,0,0.58348032639290903,0,0,0,0,0,null,0,0,null,0,0]
[4933,2.0667200346066599,2191.8285051015228,0,0,2.25757808529593,0,0,0,0,0,null,0,0,null,0,0]
[4937,0.96246988419017299,2197.998673225949,0,0,1.55140329774563,0,0,0,0,0,null,0,0,null,0,0]
[4940,5.9983958788056103E-2,2198.7757381466126,0,0,0.18813150710799501,0,0,0,0,0,null,0,0,null,0,0]
[4943,0,2198.7757381466126,0,0,0,0,0,0,0,0,null,0,0,null,0,0]
[4944,0,2198.7757381466126,0,0,0,0,0,0,0,0,{"$f":"SUM(K5014:K5037)","v":0.543333333333333},0,0,null,0,0]
[4949,6.9156543652830998E-2,2198.8774389461018,0,0,3.2544255836626103E-2,0,0,0,0,0,null,0,0,null,0,0]
[4951,0.89089900352764595,2200.1995493394647,0,0,0.431211389835299,0,0,0,0,0,null,0,0,null,0,0]
[4955,0.50850399744728703,2203.1692126845574,0,0,0.64274905277337002,0,0,0.33333333333333298,0,0.33333333333333298,null,0.33333333333333298,0.33333333333333298,null,0.33333333333333298,0.33333333333333298]
[4958,1.1756612420981301,2205.158480322571,0,0,0.34985075024373202,0,0,0,0,0,null,0,0,null,0,0]
[4962,0.101700799489457,2206.6961964108518,0,0,0.12610899136692699,0,0,0,0,0,null,0,0,null,0,0]
[4965,0,2206.7206046027295,0,0,0,0,0,0,0,0,null,0,0,null,0,0]
[4966,0,2206.7206046027295,0,0,0,0,0,0,0,0,null,0,0,null,0,0]
[4970,0,2206.7206046027295,0,0,0,0,0,0,0,0,null,0,0,null,0,0]
[4973,0.22216832245867599,2206.9685315712704,0,0,2.5758646082165399E-2,0,0,0,0,0,null,0,0,null,0,0]
[4976,0.51839275240357696,2209.0775207192478,0,0,0.86613447451280901,0,0,0,0,0,null,0,0,null,0,0]
[4980,1.45858333440261,2215.9454197309051,0,0,2.0735710096143101,0,0,0,0,0,null,0,0,null,0,0]
[4983,1.11728127381392,2219.0300175992447,0,0,0.48297461404059999,0,0,0,0,0,null,0,0,null,0,0]
[4988,7.0836276725954703E-2,2221.7024771302699,0,0,0.321983076027066,0,0,0,0,0,null,0,0,null,0,0]
[4991,0,2221.7024771302699,0,0,0,0,0,0,0,0,null,0,0,null,0,0]
[4994,0,2221.7024771302699,{"$f":"IF($I$5<C5087,$I$5,0)","v":0},0,0,0,0,0,0,{"$f":"SUM(G5087:J5087)","v":0},null,0,{"$f":"IF(M5087<$Q$88,M5087,$Q$88)","v":0},null,0,0]
[{"$f":"A5087+1","v":4995},0,{"$f":"IF(C5087+B5088-D5087>=0,C5087+B5088-D5087,0)","v":2221.7024771302699},0,{"$f":"IF(E5087+D5088-F5087>=0,E5087+D5088-F5087,0)","v":0},0,0,0,0,0,0,null,{"$f":"IF(M5087+K5088-N5087>=0,M5087+K5088-N5087,0)","v":0},0,null,{"$f":"IF(P5087+N5088-Q5087>0,P5087+N5088-Q5087,0)","v":0},0]
[4998,0.42995542325699798,2222.2573768645593,0,0,0.113919812999718,0,0,0,0,0,null,0,0,null,0,0]
[5004,0.98852999022335497,2227.8688463629642,0,0,1.53240522648007,0,0,0,0,0,null,0,0,null,0,0]
[5006,1.1318484646423499,2230.0406724753134,0,0,1.0399776477071001,0,0,0,0,0,null,0,0,null,0,0]
[5009,0.68351887799830502,2233.1459060877251,0,0,1.16492195873905,0,0,0,0,0,null,0,0,null,0,0]
[5013,0,2233.8698481251749,0,0,0,0,0,0,0,0,null,0,0,null,0,0]
[5016,0,2233.8698481251749,0,0,0,0,0,0,0,0,{"$f":"SUM(K5086:K5109)","v":0},0,0,null,0,0]
[5019,0,2233.8698481251749,0,0,0,0,0,0,0,0,null,0,0,null,0,0]
[5021,9.5909867969763696E-3,2233.8794391119718,0,0,5.1447657483744198E-2,0,0,0,0,0,null,0,0,null,0,0]
[5024,0.88876477651981101,2235.4267849818843,0,0,0.45397337505688201,0,0,0,0,0,null,0,0,null,0,0]
[5028,1.6976046630648201,2239.8770028556814,0,0,0.94950769290066095,0,0,0.33333333333333298,0,0.33333333333333298,null,0.33333333333333298,0.33333333333333298,null,0.33333333333333298,0.33333333333333298]
[5031,1.73277161465373,2244.7012692145609,0,0,1.92778834619225,0,0,0,0,0,null,0,0,null,0,0]
[5034,0.380442476280063,2246.9647420986475,0,0,0.63939911979842501,0,0,0,0,0,null,0,0,null,0,0]
[5038,0,2247.1789408037798,0,0,0,0,0,0,0,0,null,0,0,null,0,0]
[5042,0,2247.1789408037798,0,0,0,0,0,0,0,0,null,0,0,null,0,0]
[5043,0,2247.1789408037798,0,0,0,0,0,0,0,0,null,0,0,null,0,0]
[5046,0.10559299284128899,2247.3373302930418,0,0,5.27964964206439E-2,0,0,0,0,0,null,0,0,null,0,0]
[5049,0.80154680929524202,2248.8972267781974,0,0,0.41277260837958601,0,0,0,0,0,null,0,0,null,0,0]
[5053,0.81114617228081398,2252.6265792980917,0,0,0.907139802136532,0,0,0,0,0,null,0,0,null,0,0]
[5055,0.80154680929524202,2253.9608907530865,0,0,0.53276464569923299,0,0,0,0,0,null,0,0,null,0,0]
[5060,1.43990444783577E-2,2254.8488318292525,0,0,3.8397451942286699E-2,0,0,0,0,0,null,0,0,null,0,0]
[5064,0,2254.8488318292525,0,0,0,0,0,0,0,0,{"$f":"SUM(K5134:K5157)","v":0},0,0,null,0,0]
[5067,0,2254.8488318292525,0,0,0,0,0,0,0,0,null,0,0,null,0,0]
[5068,0,2254.8488318292525,0,0,0,0,0,0,0,0,null,0,0,null,0,0]
[5071,0.228732609660451,2255.2431983976326,0,0,0.122253636197828,0,0,0,0,0,null,0,0,null,0,0]
[5076,1.82986087728361,2259.9006675702008,0,0,1.3369026668085,0,0,0.33333333333333298,0,0.33333333333333298,null,0.33333333333333298,0.33333333333333298,null,0.33333333333333298,0.33333333333333298]
[5079,1.00957841505303,2264.3806717869988,0,0,1.66422691856397,0,0,0,0,0,null,0,0,null,0,0]
[5082,0.27211293218226101,2265.7688421076969,0,0,0.38253557132868599,0,0,0,0,0,null,0,0,null,0,0]
[5085,0,2265.902926740946,0,0,0,0,0,0,0,0,null,0,0,null,0,0]
[5089,0,2265.902926740946,0,0,0,0,0,0,0,0,null,0,0,null,0,0]
[5093,4.4771448540513702E-2,2265.9476981894863,0,0,2.3661994102805499E-2,0,0,0,0,0,null,0,0,null,0,0]
[5094,0.126174082250539,2266.0738722717369,0,0,4.4771448540514E-2,0,0,0,0,0,null,0,0,null,0,0]
[5097,0.55353790922816903,2267.364104016041,0,0,0.46399501214714101,0,0,0,0,0,null,0,0,null,0,0]
[5100,1.1314966085693501,2270.2335468543192,0,0,0.99311213126230302,0,0,0,0,0,null,0,0,null,0,0]
[5104,0.66750159642220397,2273.6931587869954,0,0,1.0623043699158199,0,0,0,0,0,null,0,0,null,0,0]
[5107,0.24827803281557601,2274.9386190827586,0,0,0.56574830428467304,0,0,0,0,0,null,0,0,null,0,0]
[5110,0,2274.9833905312989,0,0,0,0,0,0,0,0,null,0,0,null,0,0]
[5115,0,2274.9833905312989,0,0,0,0,0,0,0,0,null,0,0,null,0,0]
[5118,0.49682144605976902,2275.6235258560296,0,0,0.13375962009301501,0,0,0,0,0,null,0,0,null,0,0]
[5119,0.57644026754370603,2276.1999661235732,0,0,0.49682144605976802,0,0,0,0,0,null,0,0,null,0,0]
[5122,1.0891854779002601,2279.4133817586649,{"$f":"IF($I$5<C5215,$I$5,0)","v":0},0,1.14439199340854,0,0,0.21,0,{"$f":"SUM(G5215:J5215)","v":0.21},null,0.21000000000000002,{"$f":"IF(M5215<$Q$88,M5215,$Q$88)","v":0.21000000000000002},null,0.21000000000000002,0.21000000000000002]
[5125,1.5223118667728801,2284.8465701367286,0,0,1.64651722828782,0,0,0,0,0,null,0,0,null,0,0]
[5131,0.36306182596675401,2290.7383629265396,0,0,0.50319095177848405,0,0,0,0,0,null,0,0,null,0,0]
[5133,0,2290.8370902651795,0,0,0,0,0,0,0,0,null,0,0,null,0,0]
[5137,0,2290.8370902651795,0,0,0,0,0,0,0,0,null,0,0,null,0,0]
[5140,9.5472318225530706E-3,2290.8466374970021,0,0,9.8727338640082193E-2,0,0,0,0,0,null,0,0,null,0,0]
[5143,0.62693488968098499,2292.1546082566915,0,0,0.51236810781034803,0,0,0,0,0,null,0,0,null,0,0]
[5144,1.28251147482963,2293.4371197315213,0,0,0.62693488968098499,0,0,0,0,0,null,0,0,null,0,0]
[5148,1.1329381762763,2299.9356021920726,0,0,1.3621108401137401,0,0,0,0,0,null,0,0,null,0,0]
[5151,1.01518898379814,2302.506989962947,0,0,0.849703632207224,0,0,0,0,0,null,0,0,null,0,0]
[5155,0.21958633191872101,2304.9542637201284,0,0,0.229133563741273,0,0,0,0,0,null,0,0,null,0,0]
[5158,0,2304.9797230049885,0,0,0,0,0,0,0,0,null,0,0,null,0,0]
[5162,0,2304.9797230049885,0,0,0,0,0,0,0,0,null,0,0,null,0,0]
[5165,7.0282342690649202E-2,2305.0584392288019,0,0,8.4338811228777399E-3,0,0,0,0,0,null,0,0,null,0,0]
[5169,0.92210433610131703,2308.2211446498814,0,0,1.0008205599148401,0,0,0,0,0,null,0,0,null,0,0]
[5170,0.86025587453354602,2309.0814005244147,0,0,0.92210433610131703,0,0,0,0,0,null,0,0,null,0,0]
[5173,2.22654461643977,2315.6963746184588,0,0,2.42052388226596,0,0,0,0,0,null,0,0,null,0,0]
[5177,1.21729017540204,2322.2663680131809,0,0,1.21166758798679,0,0,0,0,0,null,0,0,null,0,0]
[5180,8.7150104936405001E-2,2323.3599612654471,0,0,0.31205360154648298,0,0,0,0,0,null,0,0,null,0,0]
[5182,0,2323.3599612654471,0,0,0,0,0,0,0,0,null,0,0,null,0,0]
[5188,7.9489993500909493E-3,2323.367910264797,0,0,8.7150104936404807E-2,0,0,0,0,0,null,0,0,null,0,0]
[5191,0.93533225686070098,2325.0080537973658,0,0,0.52198429065597196,0,0,0,0,0,null,0,0,null,0,0]
[5194,1.9872498375227401,2330.0424200524235,0,0,1.70638519381952,0,0,0,0,0,null,0,0,null,0,0]
[5195,2.17802582192492,2332.2204458743486,0,0,1.9872498375227401,0,0,0,0,0,null,0,0,null,0,0]
[5199,1.7514295234700401,2340.4423608687925,0,0,1.7281071647902499,0,0,0.21,0,0.21,null,0.21000000000000002,0.21000000000000002,null,0.21000000000000002,0.21000000000000002]
[5203,0.294112975953365,2343.6140116094789,0,0,0.69156294345791203,0,0,0,0,0,null,0,0,null,0,0]
[5206,0,2343.6431579404293,0,0,0,0,0,0,0,0,null,0,0,null,0,0]
[5209,0,2343.6431579404293,0,0,0,0,0,0,0,0,null,0,0,null,0,0]
[5213,0.157731513288311,2343.8093393562149,0,0,8.44990249758798E-3,0,0,0,0,0,null,0,0,null,0,0]
[5216,1.21960259381854,2346.4231758621358,0,0,0.92385600640296195,0,0,0,0,0,null,0,0,null,0,0]
[5220,1.24495230131131,2352.3324743421163,0,0,1.4956327420730899,0,0,0,0,0,null,0,0,null,0,0]
[5221,1.4787329370779101,2353.8112072791942,0,0,1.24495230131131,0,0,0,0,0,null,0,0,null,0,0]
[5224,0.96892215305676499,2357.9657426738418,0,0,1.4477499612534199,0,0,0.33333333333333298,0,0.33333333333333298,null,0.33333333333333298,0.33333333333333298,null,0.33333333333333298,0.33333333333333298]
[5228,5.3516049151391097E-2,2359.9345699557798,0,0,0.33517946573766,0,0,0,0,0,null,0,0,null,0,0]
[5231,0,2359.9345699557798,0,0,0,0,0,0,0,0,null,0,0,null,0,0]
[5234,0,2359.9345699557798,0,0,0,0,0,0,0,0,null,0,0,null,0,0]
[5237,0.15420585487024999,2360.1120521661023,0,0,2.3276355452112998E-2,0,0,0,0,0,null,0,0,null,0,0]
[5242,1.3587572495171001,2365.1572022103478,0,0,1.18127503919474,0,0,0,0,0,null,0,0,null,0,0]
[5243,1.28601863872925,2366.4432208490771,0,0,1.3587572495171001,0,0,0,0,0,null,0,0,null,0,0]
[5246,1.8591988917375399,2372.8529472317027,0,0,2.4963891222391301,0,0,0,0,0,null,0,0,null,0,0]
[5249,1.16381777260566,2377.4442083446324,0,0,1.44604358246253,0,0,0.33333333333333298,0,0.33333333333333298,null,0.33333333333333298,0.33333333333333298,null,0.33333333333333298,{"$f":"IF(P5342<$D$7, P5342,$D$7)","v":0.33333333333333298}]
[5254,0,2378.5498352286077,0,0,0,0,0,0,0,0,null,0,0,null,0,0]
[5257,0,2378.5498352286077,0,0,0,0,0,0,0,0,null,0,0,null,0,0]
[5260,7.9309132011780494E-3,2378.5577661418088,0,0,5.5281344198768297E-2,0,0,0,0,0,null,0,0,null,0,0]
[5264,1.26365883672104,2381.3917457923626,0,0,0.90941138040174896,0,0,0,0,0,null,0,0,null,0,0]
[5267,2.20215023219377,2387.3610797951155,0,0,2.0038774021643202,0,0,0,0,0,null,0,0,null,0,0]
[5268,2.2920339151404598,2389.6531137102561,0,0,2.20215023219377,0,0,0,0,0,null,0,0,null,0,0]
[5271,1.8426155004070299,2395.8656623845127,0,0,2.11491018698081,0,0,0,0,0,null,0,0,null,0,0]
[5275,0.31459289031339599,2399.5138824570545,0,0,0.705851274904846,0,0,0,0,0,null,0,0,null,0,0]
[5279,0,2399.5641115739954,0,0,0,0,0,0,0,0,null,0,0,null,0,0]
[5282,0,2399.5641115739954,0,0,0,0,0,0,0,0,null,0,0,null,0,0]
[5286,0.503127739754754,2400.2409999249026,0,0,0.16598028527991901,0,0,0,0,0,null,0,0,null,0,0]
[5289,1.6494290849691999,2404.1156022094056,0,0,1.3174685144093601,0,0,0,0,0,null,0,0,null,0,0]
[5292,2.2407338512789101,2410.4487874696174,0,0,2.1395896149364599,0,0,0,0,0,null,0,0,null,0,0]
[5294,2.059192914254,2414.7046257218726,0,0,2.1966453380014301,0,0,0,0,0,null,0,0,null,0,0]
[5297,1.11777348368195,2419.1601590048558,0,0,1.29678977730677,0,0,0,0,0,null,0,0,null,0,0]
[5300,4.9275397192475999E-2,2420.2156898815579,0,0,0.30861959294234897,0,0,0,0,0,null,0,0,null,0,0]
[5304,0,2420.2156898815579,0,0,0,0,0,0,0,0,{"$f":"SUM(K5374:K5397)","v":0.543333333333333},0,0,null,0,0]
[5309,0.16080015038833501,2420.3843982360636,0,0,7.9082041174590497E-3,0,0,0,0,0,null,0,0,null,0,0]
[5312,1.3022176113416,2423.0626433638436,0,0,0.89362706527287705,0,0,0,0,0,null,0,0,null,0,0]
[{"$f":"A5407+1","v":5315},2.16684792818379,{"$f":"IF(C5407+B5408-D5407>=0,C5407+B5408-D5407,0)","v":2428.8461766417454},0,{"$f":"IF(E5407+D5408-F5407>=0,E5407+D5408-F5407,0)","v":0},1.9612346211298499,0,0,0,0,0,null,{"$f":"IF(M5407+K5408-N5407>=0,M5407+K5408-N5407,0)","v":0},0,null,{"$f":"IF(P5407+N5408-Q5407>0,P5407+N5408-Q5407,0)","v":0},0]
[5318,2.0429527303435999,2435.3757171747275,0,0,2.22484142504516,0,0,0,0,0,null,0,0,null,0,0]
[5319,1.8083426748589799,2437.1840598495864,0,0,2.0429527303435999,0,0,0.33333333333333298,0,0.33333333333333298,null,0.33333333333333298,0.33333333333333298,null,0.33333333333333298,0.33333333333333298]
[5322,0.67483341802317498,2440.413243197549,0,0,1.0834239640918999,0,0,0,0,0,null,0,0,null,0,0]
[5326,0,2440.758568110678,0,0,0,0,0,0,0,0,null,0,0,null,0,0]
[5330,0,2440.758568110678,0,0,0,0,0,0,0,0,null,0,0,null,0,0]
[5333,0.13401898421657699,2440.9006282339478,0,0,8.0411390529944293E-3,0,0,0,0,0,null,0,0,null,0,0]
[5337,1.62967084807358,2445.0686186430835,0,0,1.2570980719514899,0,0,0,0,0,null,0,0,null,0,0]
[5340,2.1898702020988701,2451.2415330560989,0,0,2.08533539440994,0,0,0,0,0,null,0,0,null,0,0]
[5343,1.6457531261795699,2456.7282702699254,0,0,1.6752373027072101,0,0,0.33333333333333298,0,0.33333333333333298,null,0.33333333333333298,0.33333333333333298,null,0.33333333333333298,0.33333333333333298]
[5347,0.14206012326957199,2459.0896847718209,0,0,0.43154112917737802,0,0,0,0,0,null,0,0,null,0,0]
[5348,0,2459.0896847718209,0,0,0,0,0,0,0,0,null,0,0,null,0,0]
[5352,0,2459.0896847718209,0,0,0,0,0,0,0,0,{"$f":"SUM(K5422:K5445)","v":0.543333333333333},0,0,null,0,0]
[5355,0,2459.0896847718209,0,0,0,0,0,0,0,0,null,0,0,null,0,0]
[5358,0.34492152523742903,2459.5538384292395,0,0,0.11923213218084,0,0,0,0,0,null,0,0,null,0,0]
[5360,0.24698084523173899,2460.1329659284033,0,0,0.332146653932339,0,0,0,0,0,null,0,0,null,0,0]
[5366,0.57912749916407802,2462.8753049685624,0,0,0.57912749916407802,0,0,0,0,0,null,0,0,null,0,0]
[5369,0.69835963134491796,2464.2592493599473,0,0,0.30659691132215899,0,0,0,0,0,null,0,0,null,0,0]
[5370,0.59190237046916805,2464.8511517304164,0,0,0.69835963134491796,0,0,0,0,0,null,0,0,null,0,0]
[5373,0,2465.0299999286876,0,0,0,0,0,0,0,0,null,0,0,null,0,0]
[5377,0,2465.0299999286876,0,0,0,0,0,0,0,0,null,0,0,null,0,{"$f":"IF(P5470<$D$7, P5470,$D$7)","v":0}]
[5381,8.8622863350684103E-2,2465.1186227920384,0,0,1.2774871305090699E-2,0,0,0,0,0,null,0,0,null,0,0]
[5384,0.72164331585556996,2466.8752545477396,0,0,0.69315739549285005,0,0,0,0,0,null,0,0,null,0,0]
[5388,0.57288350951692202,2469.9105876175004,0,0,0.67733188418022805,0,0,0,0,0,null,0,0,null,0,0]
[5391,1.66167868782533,2474.7373685678504,0,0,1.47810275659891,0,0,0,0,0,null,0,0,null,0,0]
[5392,1.4844329611239599,2476.2218015289745,0,0,1.66167868782533,0,0,0.33333333333333298,0,0.33333333333333298,null,0.33333333333333298,0.33333333333333298,null,0.33333333333333298,0.33333333333333298]
[5395,0.29751961267729699,2478.2949435109281,0,0,0.68682719096780098,0,0,0,0,0,null,0,0,null,0,0]
[5398,0,2478.3392549426035,0,0,0,0,0,0,0,0,null,0,0,null,0,0]
[5403,0,2478.3392549426035,0,0,0,0,0,0,0,0,null,0,0,null,0,0]
[5406,0.44830147564454198,2478.920189990924,0,0,0.13263357267590001,0,0,0,0,0,null,0,0,null,0,0]
[5409,1.60751890083191,2482.6339300258492,0,0,1.2520609260605,0,0,0,0,0,null,0,0,null,0,0]
[5413,2.07173640519756,2490.8068107741378,0,0,2.07173640519756,0,0,0,0,0,null,0,0,null,0,0]
[5415,1.7242364447867,2494.3958752507474,0,0,1.86482803182315,0,0,0,0,0,null,0,0,null,0,0]
[5418,0.61276710576265803,2497.4703214653746,0,0,0.82188919541850103,0,0,0,0,0,null,0,0,null,0,0]
[5421,0,2497.7488519679941,0,0,0,0,0,0,0,0,null,0,0,null,0,0]
[5424,0,2497.7488519679941,0,0,0,0,0,0,0,0,{"$f":"SUM(K5494:K5517)","v":0.543333333333333},0,0,null,0,0]
[5428,8.2147990670152406E-3,2497.7570667670611,0,0,2.9179385988698001E-2,0,0,0,0,0,null,0,0,null,0,0]
[5431,0.15334291591761801,2498.4881838840256,0,0,0.39431035521673102,0,0,0,0,0,null,0,0,null,0,0]
[5436,1.96881350972799,2505.1202649974625,0,0,1.71141647229484,0,0,0,0,0,null,0,0,null,0,0]
[5439,1.6511746124700599,2510.2380848162134,0,0,1.4978316965524501,0,0,0,0,0,null,0,0,null,0,0]
[5442,0.27382663556717501,2511.577097064137,{"$f":"IF($I$5<C5535,$I$5,0)","v":0},0,0.26561183650015902,0,0,0,0,{"$f":"SUM(G5535:J5535)","v":0},null,0,{"$f":"IF(M5535<$Q$88,M5535,$Q$88)","v":0},null,0,0]
[{"$f":"A5535+1","v":5443},0.27382663556717501,{"$f":"IF(C5535+B5536-D5535>=0,C5535+B5536-D5535,0)","v":2511.8509236997043},0,{"$f":"IF(E5535+D5536-F5535>=0,E5535+D5536-F5535,0)","v":0},0.27382663556717501,0,0,0,0,0,null,{"$f":"IF(M5535+K5536-N5535>=0,M5535+K5536-N5535,0)","v":0},0,null,{"$f":"IF(P5535+N5536-Q5535>0,P5535+N5536-Q5535,0)","v":0},0]
[5446,0,2511.8892594286835,0,0,0,0,0,0,0,0,null,0,0,null,0,0]
[5449,0,2511.8892594286835,0,0,0,0,0,0,0,0,null,0,0,null,0,0]
[5453,0.107784867806815,2511.9970442964905,0,0,3.8335728979404203E-2,0,0,0,0,0,null,0,0,null,0,0]
[5457,1.6665198791669,2516.228291286548,0,0,0.95732136578929194,0,0,0.21,0,0.21,null,0.21000000000000002,0.21000000000000002,null,0.21000000000000002,0.21000000000000002]
[5461,1.9871107680282001,2524.6880215521037,0,0,2.29664679865289,0,0,0,0,0,null,0,0,null,0,0]
[5464,1.3348741320690101,2528.6926439483109,0,0,1.1662875439609199,0,0,0,0,0,null,0,0,null,0,0]
[5467,0.245970595764269,2530.4890584117584,0,0,0.57485262830301098,0,0,0,0,0,null,0,0,null,0,0]
[5470,0,2530.5277504155865,0,0,0,0,0,0,0,0,null,0,0,null,0,0]
[5472,0,2530.5277504155865,0,0,0,0,0,0,0,0,{"$f":"SUM(K5542:K5565)","v":0.543333333333333},0,0,null,0,0]
[5475,0,2530.5277504155865,0,0,0,0,0,0,0,0,null,0,0,null,0,0]
[5479,0.70019406779413895,2531.813880941786,0,0,0.46288980214005798,0,0,0,0,0,null,0,0,null,0,0]
[5482,0.78222517197085795,2534.8168052911124,0,0,0.94429482305812096,0,0,0,0,0,null,0,0,null,0,0]
[5486,1.15429482305812,2541.3412077554535,0,0,1.8310514325160501,0,0,0,0,0,null,0,0,null,0,0]
[5487,1.61132526061413,2542.9525330160677,0,0,1.15429482305812,0,0,0,0,0,null,0,0,null,0,0]
[5493,0,2546.7376825373653,0,0,0,0,0,0,0,0,null,0,0,null,0,0]
[5494,0,2546.7376825373653,0,0,0,0,0,0,0,0,null,0,0,null,0,0]
[5497,0,2546.7376825373653,0,0,0,0,0,0,0,0,null,0,0,null,0,0]
[5501,0.10148541057216599,2546.8391679479373,0,0,3.22265052122832E-2,0,0,0,0,0,null,0,0,null,0,0]
[5504,1.3305864941684,2549.5567217199255,0,0,0.91618773433205303,0,0,0,0,0,null,0,0,null,0,0]
[5508,1.58993809896393,2556.1025307018299,0,0,2.0621455811434899,0,0,0,0,0,null,0,0,null,0,0]
[5512,0.61173150261555498,2561.2106297006285,0,0,1.4405290222882401,0,0,0,0,0,null,0,0,null,0,0]
[5515,0.17196139013617001,2562.2762265116357,0,0,0.21988505623969201,0,0,0,0,0,null,0,0,null,0,0]
[5518,0,2562.2846836291833,0,0,0,0,0,0,0,0,null,0,0,null,0,0]
[5519,0,2562.2846836291833,0,0,0,0,0,0,0,0,null,0,0,null,0,0]
[5525,0.145763564503188,2562.4304471936866,0,0,8.4571175476805399E-3,0,0,0,0,0,null,0,0,null,0,0]
[5527,0.423408449271164,2563.2876757754075,0,0,0.43382013244996298,0,0,0,0,0,null,0,0,null,0,0]
[5530,1.1869318823831001,2565.5157759756707,0,0,0.69411221191994099,0,0,0,0,0,null,0,0,null,0,0]
[5533,0.60734818542994795,2568.7711622495754,0,0,1.3674010574822799,0,0,0,0,0,null,0,0,null,0,0]
[5537,0.569172013774351,2572.7345429796383,0,0,1.0046963708598999,0,0,0,0,0,null,0,0,null,0,0]
[5540,3.8176171655596697E-2,2573.7722407364586,0,0,0.32623273960237098,0,0,0,0,0,null,0,0,null,0,0]
[5542,0,2573.7722407364586,0,0,0,0,0,0,0,0,null,0,0,null,0,0]
[5545,0,2573.7722407364586,0,0,0,0,0,0,0,0,null,0,0,null,0,0]
[5548,0,2573.7722407364586,0,0,0,0,0,0,0,0,null,0,0,null,0,0]
[5552,1.0926325723513299,2575.7653631453409,0,0,0.59076721759678397,0,0,0,0,0,null,0,0,null,0,0]
[5555,2.0390072413170599,2581.5325130219771,0,0,2.0476106473985598,0,0,0,0,0,null,0,0,null,0,0]
[5558,1.0266731257264501,2586.0406978086867,0,0,1.7522270386001699,0,0,0,0,0,null,0,0,null,0,0]
[5563,8.8901862842234503E-2,2587.1333303810375,0,0,9.4637466896571806E-2,0,0,0,0,0,null,0,0,null,0,0]
[5566,0,2587.1505371932003,0,0,0,0,0,0,0,0,null,0,0,null,0,0]
[5567,0,2587.1505371932003,0,0,0,0,0,0,0,0,null,0,0,null,0,0]
[5570,0,2587.1505371932003,{"$f":"IF($I$5<C5663,$I$5,0)","v":0},0,0,0,0,0,0,{"$f":"SUM(G5663:J5663)","v":0},null,0,{"$f":"IF(M5663<$Q$88,M5663,$Q$88)","v":0},null,0,0]
[5573,3.2228963253014803E-2,2587.1827661564535,0,0,1.7206812163013001E-2,0,0,0,0,0,null,0,0,null,0,0]
[5576,0.88776144233304399,2588.7766348846026,0,0,0.56840171555317098,0,0,0.33333333333333298,0,0.33333333333333298,null,0.33333333333333298,0.33333333333333298,null,0.33333333333333298,0.33333333333333298]
[5581,1.5206210843922401,2597.1473756131354,0,0,2.0333545906902102,0,0,0,0,0,null,0,0,null,0,0]
[5584,0.56840171555316998,2599.6934637101235,0,0,0.69145775706468104,0,0,0,0,0,null,0,0,null,0,0]
[5588,0,2600.1886177819197,0,0,0,0,0,0,0,0,null,0,0,null,0,0]
[5591,0,2600.1886177819197,0,0,0,0,0,0,0,0,null,0,0,null,0,0]
[5592,0,2600.1886177819197,0,0,0,0,0,0,0,0,{"$f":"SUM(K5662:K5685)","v":0.543333333333333},0,0,null,0,0]
[5597,2.4998691308360299E-2,2600.2136164732278,0,0,2.3439246002192798E-2,0,0,0,0,0,null,0,0,null,0,0]
[5599,0.52184768106202095,2600.9604523760649,0,0,0.224988221775242,0,0,0,0,0,null,0,0,null,0,0]
[5603,1.39680187685463,2604.6633835261159,0,0,0.99682281592086697,0,0,0,0,0,null,0,0,null,0,0]
[5606,0.99057314309377698,2608.9256603941913,0,0,1.52281949631242,0,0,0.21,0,0.21,null,0.21000000000000002,0.21000000000000002,null,0.21000000000000002,0.21000000000000002]
[5609,0.78120910338625904,2612.7192118002349,0,0,1.42492540457654,0,0,0,0,0,null,0,0,null,0,0]
[5613,0,2613.6566627242987,0,0,0,0,0,0,0,0,null,0,0,null,0,0]
[5614,0,2613.6566627242987,0,0,0,0,0,0,0,0,null,0,0,null,0,0]
[5618,0,2613.6566627242987,0,0,0,0,0,0,0,0,null,0,0,null,0,0]
[5621,8.7354166826643501E-2,2613.7440168911253,0,0,3.4373200548995599E-2,0,0,0,0,0,null,0,0,null,0,0]
[5624,1.0792466417614299,2616.0349503630628,0,0,0.82845564667848903,0,0,0,0,0,null,0,0,null,0,0]
[5628,1.5413783630378699,2621.0282272539275,0,0,1.83161962701027,0,0,0,0,0,null,0,0,null,0,0]
[5631,1.93306317558314,2626.8443240387724,0,0,2.1754005416183499,0,0,0.33333333333333298,0,0.33333333333333298,null,0.33333333333333298,0.33333333333333298,null,0.33333333333333298,0.33333333333333298]
[5636,8.4536290477396896E-3,2630.2342292869162,0,0,0.18879771539951901,0,0,0,0,0,null,0,0,null,0,0]
[5639,0,2630.2342292869162,0,0,0,0,0,0,0,0,null,0,0,null,0,0]
[5642,0,2630.2342292869162,0,0,0,0,0,0,0,0,null,0,0,null,0,0]
[5643,0,2630.2342292869162,0,0,0,0,0,0,0,0,null,0,0,null,0,0]
[5646,0.43035400687262498,2630.7592611753007,0,0,9.4677881511977896E-2,0,0,0,0,0,null,0,0,null,0,0]
[5652,1.0672779370441099,2638.1097076126857,0,0,1.48328681035431,0,0,0,0,0,null,0,0,null,0,0]
[5654,1.73002310762795,2641.6013131217787,0,0,1.7615824014652799,0,0,0,0,0,null,0,0,null,0,0]
[5657,0.59675755619670701,2644.8605274671609,0,0,0.892267307582576,0,0,0.33333333333333298,0,0.33333333333333298,null,0.33333333333333298,0.33333333333333298,null,0.33333333333333298,0.33333333333333298]
[5661,0,2645.1560372185468,0,0,0,0,0,0,0,0,null,0,0,null,0,0]
[5664,0,2645.1560372185468,0,0,0,0,0,0,0,0,{"$f":"SUM(K5734:K5757)","v":0.543333333333333},0,0,null,0,0]
[5667,0,2645.1560372185468,0,0,0,0,0,0,0,0,null,0,0,null,0,0]
[5669,0,2645.1560372185468,0,0,0,0,0,0,0,0,null,0,0,null,0,0]
[5672,0.77948419286871995,2646.3748069946846,0,0,0.36662180257808502,0,0,0,0,0,null,0,0,null,0,0]
[5676,1.24849586823888,2650.4704019063674,0,0,1.7538394339546199,0,0,0,0,0,null,0,0,null,0,0]
[5679,0.94462914898497397,2653.5156748971513,0,0,0.82572478058127197,0,0,0,0,0,null,0,0,null,0,0]
[5682,0.46901167537016197,2656.2504753704361,0,0,1.1295914998351799,0,0,0,0,0,null,0,0,null,0,0]
[5686,0,2656.5279188967111,0,0,0,0,0,0,0,0,null,0,0,null,0,0]
[5690,0,2656.5279188967111,0,0,0,0,0,0,0,0,null,0,0,null,0,0]
[5693,6.9761356559824905E-2,2656.5976802532709,0,0,1.9817394733949899E-2,0,0,0,0,0,null,0,0,null,0,0]
[5694,0.37950177968544702,2656.9771820329565,0,0,6.9761356559825002E-2,0,0,0,0,0,null,0,0,null,0,0]
[5697,1.65752983186144,2660.6270962081667,0,0,1.2082666956161701,0,0,0,0,0,null,0,0,null,0,{"$f":"IF(P5790<$D$7, P5790,$D$7)","v":0}]
[5701,2.0147079774477401,2668.6412808497594,0,0,1.8130793402349199,0,0,0,0,0,null,0,0,null,0,0]
[5703,1.36453213431017,2672.0763300467652,0,0,2.0705170626956,0,0,0,0,0,null,0,0,null,0,0]
[5708,0,2674.8305084037465,0,0,0,0,0,0,0,0,null,0,0,null,0,0]
[5712,0,2674.8305084037465,0,0,0,0,0,0,0,0,{"$f":"SUM(K5782:K5805)","v":0.543333333333333},0,0,null,0,0]
[5715,0,2674.8305084037465,0,0,0,0,0,0,0,0,null,0,0,null,0,0]
[5718,0.40942507350910301,2675.309563591798,0,0,6.9630114542364799E-2,0,0,0,0,0,null,0,0,null,0,0]
[5719,0.63502664462636504,2675.9445902364246,0,0,0.40942507350910301,0,0,0,0,0,null,0,0,null,0,0]
[5724,2.1975264149570202,2684.1748697753324,0,0,1.4538767916445701,0,0,0.33333333333333298,0,0.33333333333333298,null,0.33333333333333298,0.33333333333333298,null,0.33333333333333298,0.33333333333333298]
[5727,1.43159515499101,2688.7788129488736,0,0,1.33132779005001,0,0,0,0,0,null,0,0,null,0,0]
[5730,0.47069957430638398,2691.1155995929153,0,0,0.73529400956736901,0,0,0,0,0,null,0,0,null,0,0]
[5733,0,2691.2715710494904,0,0,0,0,0,0,0,0,null,0,0,null,0,0]
[5737,0,2691.2715710494904,0,0,0,0,0,0,0,0,null,0,0,null,0,0]
[5741,5.9108006037222202E-2,2691.3306790555275,0,0,8.3556137450831805E-3,0,0,0,0,0,null,0,0,null,0,0]
[5742,0.25820865795207598,2691.5888877134794,0,0,5.9108006037223E-2,0,0,0,0,0,null,0,0,null,0,0]
[5745,1.2879323420742099,2694.5256223292236,0,0,1.2692666559571899,0,0,0,0,0,null,0,0,null,0,0]
[5748,1.44347972638269,2699.4689182025468,0,0,1.6425803782975399,0,0,0,0,0,null,0,0,null,0,0]
[5752,1.25371191752634,2704.4308797619874,0,0,0.92971142725151901,0,0,0.21,0,0.21,null,0.21000000000000002,0.21000000000000002,null,0.21000000000000002,0.21000000000000002]
[5755,0.189767808856345,2706.1481228847529,0,0,0.49152973441479503,0,0,0,0,0,null,0,0,null,0,0]
[5758,0,2706.1574557278113,0,0,0,0,0,0,0,0,null,0,0,null,0,0]
[{"$f":"A5855+1","v":5763},0,{"$f":"IF(C5855+B5856-D5855>=0,C5855+B5856-D5855,0)","v":2706.1574557278113},0,{"$f":"IF(E5855+D5856-F5855>=0,E5855+D5856-F5855,0)","v":0},0,0,0,0,0,0,null,{"$f":"IF(M5855+K5856-N5855>=0,M5855+K5856-N5855,0)","v":0},0,null,{"$f":"IF(P5855+N5856-Q5855>0,P5855+N5856-Q5855,0)","v":0},0]
[5766,0.29920623237589999,2706.5078774414051,0,0,5.1215481217496299E-2,0,0,0,0,0,null,0,0,null,0,0]
[5767,0.64423684268324499,2707.1521142840884,0,0,0.29920623237590099,0,0,0,0,0,null,0,0,null,0,0]
[5770,1.73054415482278,2710.9043221711809,0,0,0.90570535205677905,0,0,0,0,0,null,0,0,null,0,0]
[5773,2.1726146242790598,2717.2415640839354,0,0,2.2022656923523498,0,0,0,0,0,null,0,0,null,0,0]
[5779,0.19407971829788101,2724.1556540482975,0,0,0.56067474174943599,0,0,0,0,0,null,0,0,null,0,0]
[5781,0,2724.1637407032267,0,0,0,0,0,0,0,0,null,0,0,null,0,0]
[5784,0,2724.1637407032267,0,0,0,0,0,0,0,0,{"$f":"SUM(K5854:K5877)","v":0.543333333333333},0,0,null,0,0]
[5788,0,2724.1637407032267,0,0,0,0,0,0,0,0,null,0,0,null,0,0]
[5791,0.67459458626134605,2725.2754725813852,0,0,0.35348756320094499,0,0,0,0,0,null,0,0,null,0,0]
[5792,1.1306205265740199,2726.4060931079594,0,0,0.67459458626134605,0,0,0,0,0,null,0,0,null,0,0]
[5796,2.0750529473399002,2733.8023481517289,0,0,1.9860064619533999,0,0,0,0,0,null,0,0,null,0,0]
[5799,1.59743998026687,2739.2584691654101,0,0,1.842992409666,0,0,0,0,0,null,0,0,null,0,0]
[5803,0.14301405228740499,2741.9811329155609,0,0,0.210947021827081,0,0,0,0,0,null,0,0,null,0,0]
[5806,0,2741.989228050596,0,0,0,0,0,0,0,0,null,0,0,null,0,0]
[5810,0,2741.989228050596,0,0,0,0,0,0,0,0,null,0,0,null,0,0]
[5813,5.2336612846288599E-2,2742.0415646634424,0,0,8.0951350351364196E-3,0,0,0,0,0,null,0,0,null,0,0]
[5817,1.33871546543665,2745.3002074527662,0,0,0.994395644079484,0,0,0,0,0,null,0,0,null,0,0]
[5818,1.58387117824295,2746.8840786310093,0,0,1.33871546543665,0,0,0,0,0,null,0,0,null,0,0]
[5821,2.0576552524304002,2752.8972799911903,0,0,2.06591892814297,0,0,0,0,0,null,0,0,null,0,0]
[5824,1.2009875368937799,2757.5414657416559,0,0,1.5618347096760901,0,0,0,0,0,null,0,0,null,0,0]
[5828,8.2636757125718902E-3,2758.9407814956512,0,0,0,0,0,0,0,0,null,0,0,null,0,0]
[5830,0,2758.9407814956512,0,0,0,0,0,0,0,0,null,0,0,null,0,0]
[5836,0,2758.9407814956512,0,0,0,0,0,0,0,0,null,0,0,null,0,0]
[5839,0.62920931261110202,2759.8739308999475,0,0,0.24819537165303199,0,0,0,0,0,null,0,0,null,0,0]
[5842,1.6876673511984199,2764.0117819727116,0,0,1.3917256829787901,0,0,0,0,0,null,0,0,null,0,0]
[5843,1.93295233747055,2765.944734310182,0,0,1.6876673511984199,0,0,0,0,0,null,0,0,null,0,0]
[5847,1.57035714037262,2773.2552933575535,0,0,1.81564212664475,0,0,0,0,0,null,0,0,null,0,0]
[5851,2.9327552706449701E-2,2774.9296300029764,0,0,0.199960586634885,0,0,0,0,0,null,0,0,null,0,0]
[5854,0,2774.9296300029764,0,0,0,0,0,0,0,0,null,0,0,null,0,0]
[5857,0,2774.9296300029764,0,0,0,0,0,0,0,0,null,0,0,null,0,0]
[5861,3.8548592096781201E-2,2774.9681785950734,0,0,2.9327552706449499E-2,0,0,0,0,0,null,0,0,null,0,0]
[5864,1.00226339451631,2776.8790873747284,0,0,0.64155871132500297,0,0,0.33333333333333298,0,0.33333333333333298,null,0.33333333333333298,0.33333333333333298,null,0.33333333333333298,0.33333333333333298]
[5868,2.0265545559450699,2783.8453686607895,0,0,1.9191691922468901,0,0,0,0,0,null,0,0,null,0,0]
[5869,2.0127872016247901,2785.8581558624142,0,0,2.0265545559450699,0,0,0,0,0,null,0,0,null,0,0]
[5872,1.2225410636407801,2790.4674660888436,0,0,1.5446971547353101,0,0,0,0,0,null,0,0,null,0,0]
[5876,8.2604125921674106E-3,2791.8056529287751,0,0,0.14593395579495699,0,0,0,0,0,null,0,0,null,0,0]
[5879,0,2791.8056529287751,0,0,0,0,0,0,0,0,null,0,0,null,0,0]
[5882,0,2791.8056529287751,0,0,0,0,0,0,0,0,null,0,0,null,0,0]
[5885,1.65151576008335E-2,2791.8221680863758,0,0,8.2604125921675996E-3,0,0,0,0,0,null,0,0,null,0,0]
[5890,1.5744450246127899,2795.4142148645569,{"$f":"IF($I$5<C5983,$I$5,0)","v":0},0,1.22212166246168,0,0,0.33333333333333298,0,{"$f":"SUM(G5983:J5983)","v":0.33333333333333298},null,0.33333333333333298,{"$f":"IF(M5983<$Q$88,M5983,$Q$88)","v":0.33333333333333298},null,0.33333333333333298,0.33333333333333298]
[5893,1.8882330190286301,2801.0238633963068,0,0,1.9102532291630701,0,0,0,0,0,null,0,0,null,0,0]
[5894,1.7285864955539001,2802.7524498918606,0,0,1.8882330190286301,0,0,0,0,0,null,0,0,null,0,0]
[5897,0.80373766990722895,2806.2096228829687,0,0,1.17808124219279,0,0,0,0,0,null,0,0,null,0,0]
[5902,0,2806.76012813633,0,0,0,0,0,0,0,0,null,0,0,null,0,0]
[5905,0,2806.76012813633,0,0,0,0,0,0,0,0,null,0,0,null,0,0]
[5908,0,2806.76012813633,0,0,0,0,0,0,0,0,null,0,0,null,0,0]
[5912,0.35927273972062401,2807.3854272558442,0,0,0.189235259852848,0,0,0,0,0,null,0,0,null,0,0]
[5915,1.9417183184900899,2811.3703378727455,0,0,1.4178931788974201,0,0,0,0,0,null,0,0,null,0,0]
[5916,2.1419237383344001,2813.5122616110798,0,0,1.9417183184900899,0,0,0,0,0,null,0,0,null,0,0]
[5919,1.62906875873321,2819.1481813066976,0,0,1.70155037851355,0,0,0,0,0,null,0,0,null,0,0]
[5923,0.115186679910429,2821.8221578046182,0,0,0.44977655965024599,0,0,0,0,0,null,0,0,null,0,0]
[5927,0,2821.8221578046182,0,0,0,0,0,0,0,0,null,0,0,null,0,0]
[5930,0,2821.8221578046182,0,0,0,0,0,0,0,0,null,0,0,null,0,0]
[5933,8.4987075945438303E-3,2821.830656512213,0,0,0.115186679910429,0,0,0,0,0,null,0,0,null,0,0]
[5937,0.51842116326717302,2822.8051749830543,0,0,0.25212832530480001,0,0,0,0,0,null,0,0,null,0,0]
[5940,2.1161781910414099,2828.2585123562199,0,0,1.98303177206023,0,0,0,0,0,null,0,0,null,0,0]
[5942,1.8895459885202399,2832.1707507522415,0,0,2.0226924075014301,0,0,0,0,0,null,0,0,null,0,0]
[5945,0.92069332274224802,2836.0348298052277,0,0,0.98113344128944602,0,0,0.21,0,0.21,null,0.21000000000000002,0.21000000000000002,null,0.21000000000000002,0.21000000000000002]
[5948,0,2836.6099090191251,0,0,0,0,0,0,0,0,null,0,0,null,0,0]
[5952,0,2836.6099090191251,0,0,0,0,0,0,0,0,{"$f":"SUM(K6022:K6045)","v":0.543333333333333},0,0,null,0,0]
[5957,3.9582565470133203E-2,2836.6494915845951,0,0,0.11048319872907,0,0,0,0,0,null,0,0,null,0,0]
[5960,1.03762868053849,2838.4872535528511,0,0,0.55698324268687505,0,0,0,0,0,null,0,0,null,0,0]
[5963,1.79817940278605,2843.4435562149324,0,0,1.73597822847584,0,0,0,0,0,null,0,0,null,0,0]
[5966,0.896262375288017,2848.122780918723,0,0,1.89148116425137,0,0,0,0,0,null,0,0,null,0,0]
[5967,1.0517653110635401,2849.1745462297868,0,0,0.896262375288017,0,0,0,0,0,null,0,0,null,0,0]
[5970,0.34493378481116099,2850.8087407184821,0,0,0.51174602500672295,0,0,0,0,0,null,0,0,null,0,0]
[5974,0,2850.8794238711075,0,0,0,0,0,0,0,0,null,0,0,null,0,0]
[5978,0,2850.8794238711075,0,0,0,0,0,0,0,0,null,0,0,null,0,0]
[5981,3.0326580399110101E-2,2850.9097504515066,0,0,7.0683152625237694E-2,0,0,0,0,0,null,0,0,null,0,0]
[5985,1.2875011860349499,2853.9286236821454,0,0,0.93461006866348495,0,0,0.33333333333333298,0,0.33333333333333298,null,0.33333333333333298,0.33333333333333298,null,0.33333333333333298,0.33333333333333298]
[5988,1.95192899296091,2859.3405398024593,0,0,1.85267836620018,0,0,0,0,0,null,0,0,null,0,0]
[5991,1.5466556003546199,2864.5098432795803,0,0,1.74515685387607,0,0,0,0,0,null,0,0,null,0,0]
[5995,0.121306321596441,2866.8201773136216,0,0,0.32807846068128299,0,0,0,0,0,null,0,0,null,0,0]
[5996,0,2866.8201773136216,0,0,0,0,0,0,0,0,null,0,0,null,0,0]
[5999,0,2866.8201773136216,0,0,0,0,0,0,0,0,null,0,0,null,0,0]
[6003,0,2866.8201773136216,0,0,0,0,0,0,0,0,null,0,0,null,0,0]
[6006,0.25188142791051299,2867.0890395119532,0,0,1.6980770420934301E-2,0,0,0,0,0,null,0,0,null,0,0]
[6008,1.0528077660978701,2868.7390043711871,0,0,0.59715709313615895,0,0,0,0,0,null,0,0,null,0,0]
[6014,1.3528013768677001,2878.8170916160111,0,0,1.8480738474782601,0,0,0,0,0,null,0,0,null,0,0]
[6017,0.64526927599547101,2881.2623225566253,0,0,0.71602248608269403,0,0,0,0,0,null,0,0,null,0,{"$f":"IF(P6110<$D$7, P6110,$D$7)","v":0}]
[6018,0.29150322555935698,2881.5538257821845,{"$f":"IF($I$5<C6111,$I$5,0)","v":0},0,0.64526927599547002,0,0,0,0,{"$f":"SUM(G6111:J6111)","v":0},null,0,{"$f":"IF(M6111<$Q$88,M6111,$Q$88)","v":0},null,0,0]
[6021,0,2881.6557104047101,0,0,0,0,0,0,0,0,null,0,0,null,0,0]
[6025,0,2881.6557104047101,0,0,0,0,0,0,0,0,null,0,0,null,0,0]
[6029,7.9023058075822009E-3,2881.6636127105176,0,0,0.101884622525601,0,0,0,0,0,null,0,0,null,0,0]
[6032,0.70330521687481595,2882.7910083390661,0,0,0.29238531488054098,0,0,0,0,0,null,0,0,null,0,0]
[6036,2.1520612815982201,2890.0163499491323,0,0,1.9176262093066101,0,0,0,0,0,null,0,0,null,0,0]
[6039,1.4408537589158199,2895.2107989666492,0,0,1.5553177546788099,0,0,0.21,0,0.21,null,0.21000000000000002,0.21000000000000002,null,0.21000000000000002,0.21000000000000002]
[6042,0.41091990199427397,2898.0424585476994,0,0,1.0088610414346599,0,0,0,0,0,null,0,0,null,0,0]
[6043,0.10272997549856901,2898.1451885231982,0,0,0.41091990199427397,0,0,0,0,0,null,0,0,null,0,0]
[6046,0,2898.1451885231982,0,0,0,0,0,0,0,0,null,0,0,null,0,0]
[6051,0,2898.1451885231982,0,0,0,0,0,0,0,0,null,0,0,null,0,0]
[6054,0.239931786861872,2898.407439546047,0,0,2.2319235987151399E-2,0,0,0,0,0,null,0,0,null,0,0]
[6057,1.5344474741166301,2901.7636946576145,0,0,1.1466507488398801,0,0,0,0,0,null,0,0,null,0,0]
[6061,2.1705456997504302,2908.6101202966729,0,0,1.7604297384865299,0,0,0,0,0,null,0,0,null,0,0]
[6063,1.7269508845057999,2912.3290629930316,0,0,1.9919918118532201,0,0,0,0,0,null,0,0,null,0,0]
[6068,0,2915.1189674914253,0,0,0,0,0,0,0,0,null,0,0,null,0,0]
[6069,0,2915.1189674914253,0,0,0,0,0,0,0,0,null,0,0,null,0,0]
[6072,0,2915.1189674914253,0,0,0,0,0,0,0,0,{"$f":"SUM(K6142:K6165)","v":0.543333333333333},0,0,null,0,0]
[6076,0,2915.1189674914253,0,0,0,0,0,0,0,0,null,0,0,null,0,0]
[6079,0.812770503695321,2916.2827070762619,0,0,0.32633967193827301,0,0,0,0,0,null,0,0,null,0,0]
[6084,0.94823225431120794,2922.0121233920836,0,0,1.71790129190147,0,0,0,0,0,null,0,0,null,0,0]
[6087,1.0683006241752899,2927.082703011728,0,0,1.41926970531645,0,0,0,0,0,null,0,0,null,0,0]
[6090,0.35096908114116199,2929.6934203872343,0,0,0.94207490201048705,0,0,0,0,0,null,0,0,null,0,0]
[6091,0.153933807518053,2929.8473541947524,0,0,0.35096908114116099,0,0,0,0,0,null,0,0,null,0,0]
[6094,0,2929.8473541947524,0,0,0,0,0,0,0,0,null,0,0,null,0,0]
[6097,0,2929.8473541947524,0,0,0,0,0,0,0,0,null,0,0,null,0,0]
[6101,4.0678809981242403E-2,2929.8880330047336,0,0,0.153933807518053,0,0,0,0,0,null,0,0,null,0,0]
[6105,0.87274537777938299,2932.4138172972052,0,0,1.06874328041628,0,0,0.33333333333333298,0,0.33333333333333298,null,0.33333333333333298,0.33333333333333298,null,0.33333333333333298,0.33333333333333298]
[6108,0.924518408664601,2935.5571798866645,0,0,1.1205163113015,0,0,0,0,0,null,0,0,null,0,0]
[6112,0.50293801431354301,2938.0422853691553,0,0,0.399391952543107,0,0,0,0,0,null,0,0,null,0,0]
[6115,0,2938.360319701736,0,0,0,0,0,0,0,0,null,0,0,null,0,0]
[6118,0,2938.360319701736,0,0,0,0,0,0,0,0,null,0,0,null,0,0]
[6120,0,2938.360319701736,0,0,0,0,0,0,0,0,{"$f":"SUM(K6190:K6213)","v":0.543333333333333},0,0,null,0,0]
[6123,0,2938.360319701736,0,0,0,0,0,0,0,0,null,0,0,null,0,0]
[6127,0.69550629144876097,2939.3375060412213,0,0,0.26081485929328402,0,0,0,0,0,null,0,0,null,0,0]
[6130,1.03282684280141,2943.0063017286138,0,0,1.4779508693286201,0,0,0,0,0,null,0,0,null,0,0]
[6134,0.57031515898798402,2946.5151309689727,0,0,1.03282684280141,0,0,0,0,0,null,0,0,null,0,0]
[6135,0.42425883778374401,2946.9393898067565,0,0,0.57031515898798402,0,0,0,0,0,null,0,0,null,0,0]
[6141,0,2949.2484706943665,0,0,0,0,0,0,0,0,null,0,0,null,0,0]
[6142,0,2949.2484706943665,0,0,0,0,0,0,0,0,null,0,0,null,0,0]
[6145,0,2949.2484706943665,0,0,0,0,0,0,0,0,null,0,0,null,0,{"$f":"IF(P6238<$D$7, P6238,$D$7)","v":0}]
[6148,0,2949.2484706943665,0,0,0,0,0,0,0,0,null,0,0,null,0,0]
[6152,0.42273669461957902,2950.0671509128201,0,0,0,0,0,0.21,0,0.21,null,0.21000000000000002,0.21000000000000002,null,0.21000000000000002,0.21000000000000002]
[6156,1.34858959621598,2955.7919584040415,0,0,1.80407349957369,0,0,0,0,0,null,0,0,null,0,0]
[6160,1.28309517873971,2962.2610206393115,0,0,1.5391188106924101,0,0,0,0,0,null,0,0,null,0,0]
[6163,7.4425474404855405E-2,2963.5828170647419,0,0,0.47930005516726898,0,0,0,0,0,null,0,0,null,0,0]
[6166,0,2963.5828170647419,0,0,0,0,0,0,0,0,null,0,0,null,0,0]
[6167,0,2963.5828170647419,0,0,0,0,0,0,0,0,null,0,0,null,0,0]
[6173,9.2777069583554698E-3,2963.5920947717004,0,0,7.4425474404855502E-2,0,0,0,0,0,null,0,0,null,0,0]
[6174,0.18864670815322801,2963.7807414798535,0,0,9.2777069583558896E-3,0,0,0,0,0,null,0,0,null,0,0]
[6178,1.33908237098931,2968.4010395451141,0,0,1.5555622000175999,0,0,0.33333333333333298,0,0.33333333333333298,null,0.33333333333333298,0.33333333333333298,null,0.33333333333333298,0.33333333333333298]
[6181,1.7009129423651701,2972.9965970584863,0,0,1.4442297165173299,0,0,0,0,0,null,0,0,null,0,0]
[6185,0.85973417814094,2977.9014114704701,0,0,1.22774988748904,0,0,0,0,0,null,0,0,null,0,0]
[6188,0,2978.3652968183878,0,0,0,0,0,0,0,0,null,0,0,null,0,0]
[6190,0,2978.3652968183878,0,0,0,0,0,0,0,0,null,0,0,null,0,0]
[6193,0,2978.3652968183878,0,0,0,0,0,0,0,0,null,0,0,null,0,0]
[6196,0,2978.3652968183878,0,0,0,0,0,0,0,0,null,0,0,null,0,0]
[6200,0.79656702010519798,2979.8881455332948,0,0,0.48906872190282402,0,0,0,0,0,null,0,0,null,0,0]
[6203,1.7161333594913499,2984.556262555529,0,0,1.65170514462989,0,0,0,0,0,null,0,0,null,0,0]
[6206,1.2270646375885199,2989.8745188368198,0,0,1.7400837631169599,0,0,0.21,0,0.21,null,0.21000000000000002,0.21000000000000002,null,0.21000000000000002,0.21000000000000002]
[{"$f":"A6303+1","v":6211},4.0999773093649897E-2,{"$f":"IF(C6303+B6304-D6303>=0,C6303+B6304-D6303,0)","v":2992.5687896401168},0,{"$f":"IF(E6303+D6304-F6303>=0,E6303+D6304-F6303,0)","v":0},0.210855975910199,0,0,0,0,0,null,{"$f":"IF(M6303+K6304-N6303>=0,M6303+K6304-N6303,0)","v":0},0,null,{"$f":"IF(P6303+N6304-Q6303>0,P6303+N6304-Q6303,0)","v":0},0]
[6214,0,2992.5687896401168,0,0,0,0,0,0,0,0,null,0,0,null,0,0]
[6217,0,2992.5687896401168,0,0,0,0,0,0,0,0,null,0,0,null,0,0]
[6218,0,2992.5687896401168,0,0,0,0,0,0,0,0,null,0,0,null,0,0]
[6221,0,2992.5687896401168,0,0,0,0,0,0,0,0,null,0,0,null,0,0]
[6224,0.53479769521532705,2993.6383850305474,0,0,0.41434776386052302,0,0,0,0,0,null,0,0,null,0,0]
[6229,0.39989377209794702,2995.695669858088,0,0,0.36134979406440998,0,0,0,0,0,null,0,0,null,0,0]
[6232,0.26980784623476001,2997.1844310096335,0,0,0.49625371718179001,0,0,0,0,0,null,0,0,null,0,0]
[6236,0,2997.8300426416954,0,0,0,0,0,0,0,0,null,0,0,null,0,0]
[6239,0,2997.8300426416954,0,0,0,0,0,0,0,0,null,0,0,null,0,0]
[6240,0,2997.8300426416954,0,0,0,0,0,0,0,0,{"$f":"SUM(K6310:K6333)","v":0},0,0,null,0,0]
[6245,0,2997.8300426416954,0,0,0,0,0,0,0,0,null,0,0,null,0,0]
[6247,0.22711564893830499,2998.1386869851244,0,0,8.1528694490673598E-2,0,0,0,0,0,null,0,0,null,0,0]
[6251,1.0919021583572399,3000.8262221642276,0,0,0.58234781779052602,0,0,0,0,0,null,0,0,null,0,0]
[6254,1.8373073651291101,3006.876815991071,0,0,2.1430399694691298,0,0,0,0,0,null,0,0,null,0,0]
[6257,0.81819868399568896,3010.4233142014159,0,0,1.04495954733858,0,0,0,0,0,null,0,0,null,0,0]
[6261,0,3010.836781152047,0,0,0,0,0,0,0,0,null,0,0,null,0,0]
[6262,0,3010.836781152047,0,0,0,0,0,0,0,0,null,0,0,null,0,0]
[6266,0,3010.836781152047,0,0,0,0,0,0,0,0,null,0,0,null,0,0]
[6269,0,3010.836781152047,0,0,0,0,0,0,0,0,null,0,0,null,0,0]
[6272,0.51323949060890195,3011.8397529810236,0,0,0.34868942491749799,0,0,0,0,0,null,0,0,null,0,0]
[6276,0.77181816526682201,3014.950532794332,0,0,0.89327178518190498,0,0,0,0,0,null,0,0,null,0,0]
[6279,0.64252882793786203,3017.0975193657341,0,0,0.85017533940558399,0,0,0,0,0,null,0,0,null,0,0]
[6283,2.3507152241629099E-2,3018.2180269559185,0,0,0.17238578310527999,0,0,0,0,0,null,0,0,null,0,0]
[6287,0,3018.2180269559185,0,0,0,0,0,0,0,0,null,0,0,null,0,0]
[6290,0,3018.2180269559185,0,0,0,0,0,0,0,0,null,0,0,null,0,0]
[6291,0,3018.2180269559185,0,0,0,0,0,0,0,0,null,0,0,null,0,0]
[6294,8.0976960517734606E-2,3018.299003916436,0,0,2.3507152241629001E-2,0,0,0,0,0,null,0,0,null,0,0]
[6300,1.16548982459454,3025.4828171280806,0,0,1.77570906278175,0,0,0,0,0,null,0,0,null,0,0]
[6302,1.65424362200515,3029.0342352536441,0,0,1.5638411702250199,0,0,0.21,0,0.21,null,0.21000000000000002,0.21000000000000002,null,0.21000000000000002,0.21000000000000002]
[6305,0.77217315922268304,3032.2877738458742,0,0,0.90809877152030904,0,0,0,0,0,null,0,0,null,0,0]
[6309,0,3032.6579542368122,0,0,0,0,0,0,0,0,null,0,0,null,0,0]
[6312,0,3032.6579542368122,0,0,0,0,0,0,0,0,{"$f":"SUM(K6382:K6405)","v":0.543333333333333},0,0,null,0,0]
[6315,0,3032.6579542368122,0,0,0,0,0,0,0,0,null,0,0,null,0,0]
[6317,0,3032.6579542368122,0,0,0,0,0,0,0,0,null,0,0,null,0,0]
[6320,0.89929852533325505,3034.0113539977096,0,0,0.34725388601977097,0,0,0,0,0,null,0,0,null,0,0]
[6323,1.40979141760164,3038.2318243047193,0,0,1.6887817191901699,0,0,0,0,0,null,0,0,null,0,0]
[6327,1.4424392188513599,3045.2748454288635,0,0,1.93809220146078,0,0,0,0,0,null,0,0,null,0,0]
[6330,0.20479075329371099,3047.0289227505532,0,0,0.21738939817818101,0,0,0,0,0,null,0,0,null,0,0]
[6334,0,3047.0526666060077,0,0,0,0,0,0,0,0,null,0,0,null,0,0]
[6338,0,3047.0526666060077,{"$f":"IF($I$5<C6431,$I$5,0)","v":0},0,0,0,0,0,0,{"$f":"SUM(G6431:J6431)","v":0},null,0,{"$f":"IF(M6431<$Q$88,M6431,$Q$88)","v":0},null,0,0]
[6341,0,3047.0526666060077,0,0,0,0,0,0,0,0,null,0,0,null,0,0]
[6342,4.9030143282473897E-2,3047.1016967492901,0,0,2.3743855454343699E-2,0,0,0,0,0,null,0,0,null,0,0]
[6345,0.73895430232871395,3048.8527732950929,0,0,0.70043061832105602,0,0,0,0,0,null,0,0,null,0,0]
[6348,1.28529018461914,3053.349537864714,0,0,1.9261842003828999,0,0,0,0,0,null,0,0,null,0,0]
[6351,0.81600167034403004,3055.7415084262807,0,0,0.80899736416081902,0,0,0,0,0,null,0,0,null,0,0]
[6356,0,3056.5960337806323,0,0,0,0.40783423674779901,0,0,0,0.40783423674779901,null,0.40783423674779895,0.40783423674779895,null,1.797689310774969,0.5]
[6360,0,3056.5960337806323,0,0,0,0.129041301470983,0,0,0,0.129041301470983,{"$f":"SUM(K6430:K6453)","v":4.634068116605417},0.12904130147098303,0.12904130147098303,null,0.63406811660541607,0.5]
[6363,0,3056.5960337806323,0,0,0,5.44392990580711E-2,0,0,0,5.44392990580711E-2,null,5.44392990580711E-2,5.44392990580711E-2,null,5.44392990580711E-2,5.44392990580711E-2]
[6366,6.7176912343732603E-2,3056.663210692976,0,0,0,3.9760807376056903E-2,0,0,0,3.9760807376056903E-2,null,3.9760807376056903E-2,3.9760807376056903E-2,null,3.9760807376056903E-2,3.9760807376056903E-2]
[6367,0.28451398169110298,3056.9477246746669,0,0,0,0.100949100954818,0,0,0,0.100949100954818,null,0.100949100954818,0.100949100954818,null,0.100949100954818,0.100949100954818]
[6372,1.8770019625454699,3063.1833227733964,0,0,0,0,0,0,0,0,null,0,0,null,0,0]
[6375,0.28451398169110298,3065.629352699324,0,0,0.54927004798698997,0,0,0,0,0,null,0,0,null,0,0]
[6378,0.13040224160842201,3066.26555757505,0,0,0.197579153952155,1.0742672270687701,0,0,0,1.0742672270687701,null,1.0742672270687701,1.0742672270687701,null,1.0742672270687701,0.5]
[6381,0,3066.26555757505,0,0,0,0.45320648641963901,0,0,0,0.45320648641963901,null,0.45320648641963901,0.45320648641963901,null,1.437449449016176,0.5]
[6385,0,3066.26555757505,0,0,0,0.14339736484371399,0,0,0,0.14339736484371399,null,0.14339736484371401,0.14339736484371401,null,0.36687681374395076,0.36687681374395076]
[6389,0,3066.26555757505,0,0,0,4.5371822470081397E-2,0,0,0,4.5371822470081397E-2,null,4.5371822470081397E-2,4.5371822470081397E-2,null,4.5371822470081397E-2,4.5371822470081397E-2]
[6392,0.20309997410868499,3066.604057531898,0,0,0,9.4623705660583701E-2,0,0,0,9.4623705660583701E-2,null,9.4623705660583701E-2,9.4623705660583701E-2,null,9.4623705660583701E-2,9.4623705660583701E-2]
[6393,0.81723561010399504,3067.421293142002,0,0,0,0.27527668177143699,0,0,0,0.27527668177143699,null,0.27527668177143699,0.27527668177143699,null,0.27527668177143699,0.27527668177143699]
[6396,0.60446420865680095,3069.1814929176103,0,0,0,0,0,0,0,0,null,0,0,null,0,0]
[6400,0.56577849930276602,3073.8286137537634,0,0,0.44488565757140502,0,0,0,0,0,null,0,0,null,0,0]
[{"$f":"A6495+1","v":6403},1.4507141007763199E-2,{"$f":"IF(C6495+B6496-D6495>=0,C6495+B6496-D6495,0)","v":3074.5249565221361},0,{"$f":"IF(E6495+D6496-F6495>=0,E6495+D6496-F6495,0)","v":0},0.15957855108539401,0,0,0,0,0,null,{"$f":"IF(M6495+K6496-N6495>=0,M6495+K6496-N6495,0)","v":0},0,null,{"$f":"IF(P6495+N6496-Q6495>0,P6495+N6496-Q6495,0)","v":0},0]
[6406,0,3074.5249565221361,0,0,0,0,0,0,0,0,null,0,0,null,0,0]
[6411,0,3074.5249565221361,0,0,0,0,0,0,0,0,null,0,0,null,0,0]
[6414,0.111995753429732,3074.6369522755658,0,0,1.4507141007763499E-2,0,0,0,0,0,null,0,0,null,0,0]
[6415,0.61286565071270005,3075.2498179262784,0,0,0.111995753429732,0,0,0,0,0,null,0,0,null,0,0]
[6418,2.0314785274893001,3079.9100856662158,0,0,1.3112756507538601,0,0,0,0,0,null,0,0,null,0,0]
[6421,1.48705472609477,3084.6792381664318,0,0,1.5803845206195499,0,0,0,0,0,null,0,0,null,0,0]
[6427,1.8665958904955302E-2,3089.2430651186933,0,0,0.31109931508258798,0,0,0,0,0,null,0,0,null,0,0]
[6429,0,3089.2430651186933,0,0,0,0,0,0,0,0,null,0,0,null,0,0]
[6432,0,3089.2430651186933,0,0,0,0,0,0,0,0,{"$f":"SUM(K6502:K6525)","v":0.543333333333333},0,0,null,0,0]
[6436,0,3089.2430651186933,0,0,0,0,0,0,0,0,null,0,0,null,0,0]
[6439,0.165396152576265,3089.5069951494002,0,0,9.8533878130540403E-2,0,0,0,0,0,null,0,0,null,0,0]
[6440,0.81994262872914203,3090.3269377781294,0,0,0.165396152576265,0,0,0,0,0,null,0,0,null,0,0]
[6444,0.69325621398987602,3096.1122840512221,0,0,1.26080405213577,0,0,0.21,0,0.21,null,0.21000000000000002,0.21000000000000002,null,0.21000000000000002,0.21000000000000002]
[6447,1.0064531837619499,3099.2477728160193,0,0,1.08387265943595,0,0,0,0,0,null,0,0,null,0,0]
[6451,2.11144024565444E-2,3100.4794462926507,0,0,0.21466309164153599,0,0,0,0,0,null,0,0,null,0,0]
[6454,0,3100.4794462926507,0,0,0,0,0,0,0,0,null,0,0,null,0,0]
[6457,0,3100.4794462926507,0,0,0,0,0,0,0,0,null,0,0,null,0,0]
[6461,0,3100.4794462926507,0,0,0,0,0,0,0,0,null,0,0,null,0,0]
[6465,1.24505036669105,3102.8400617878965,0,0,0.72710941414757302,0,0,0,0,0,null,0,0,null,0,{"$f":"IF(P6558<$D$7, P6558,$D$7)","v":0}]
[6466,1.4674993655398501,3104.3075611534364,{"$f":"IF($I$5<C6559,$I$5,0)","v":0},0,1.24505036669105,0,0,0,0,{"$f":"SUM(G6559:J6559)","v":0},null,0,{"$f":"IF(M6559<$Q$88,M6559,$Q$88)","v":0},null,0,0]
[6469,1.8459946770139299,3109.0653136213518,0,0,0.856594652283441,0,0,0,0,0,null,0,0,null,0,0]
[6472,0.55446242996641404,3112.5315338422197,0,0,1.64014634972101,0,0,0,0,0,null,0,0,null,0,0]
[6476,0,3113.5010130610826,0,0,0,0,0,0,0,0,null,0,0,null,0,0]
[6478,0,3113.5010130610826,0,0,0,0,0,0,0,0,null,0,0,null,0,0]
[6484,0,3113.5010130610826,0,0,0,0,0,0,0,0,null,0,0,null,0,0]
[6487,0.66561953354856795,3114.3849271728382,0,0,0.21829457820678899,0,0,0,0,0,null,0,0,null,0,0]
[6490,0.94475030568183804,3116.8899469227522,0,0,0.84454951568528003,0,0,0,0,0,null,0,0,null,0,0]
[6491,1.61036983923041,3118.5003167619825,0,0,0.94475030568183704,0,0,0,0,0,null,0,0,null,0,0]
[6495,1.3419748660253401,3123.2312254896769,0,0,0.75508452461692399,0,0,0,0,0,null,0,0,null,0,0]
[6498,8.9464991068355898E-2,3124.8738027256918,0,0,0.36859576320162601,0,0,0,0,0,null,0,0,null,0,0]
[6502,0,3124.88453852462,0,0,0,0,0,0,0,0,null,0,0,null,0,0]
[6505,0,3124.88453852462,0,0,0,0,0,0,0,0,null,0,0,null,0,0]
[6509,0,3124.88453852462,0,0,0,0,0,0,0,0,null,0,0,null,0,0]
[6512,1.0277975530879,3126.6946405846766,0,0,0.62846219806648995,0,0,0,0,0,null,0,0,null,0,0]
[6516,1.76427669144707,3132.6061131352394,0,0,1.2372849524434,0,0,0.33333333333333298,0,0.33333333333333298,null,0.33333333333333298,0.33333333333333298,null,0.33333333333333298,0.33333333333333298]
[6517,1.56460901393636,3134.1707221491756,0,0,1.4309433581137401,0,0,0.21,0,0.21,null,0.21000000000000002,0.21000000000000002,null,0.21000000000000002,0.21000000000000002]
[6520,1.0834426435417099,3137.6010783136221,0,0,0.71029321343972995,0,0,0,0,0,null,0,0,null,0,0]
[6523,9.8197218447889003E-3,3138.3571968956712,0,0,0,0.82298381784035401,0,0,0,0.82298381784035401,null,0.8229838178403539,0.8229838178403539,null,1.4170223343458939,0.5]
[6527,0,3138.3571968956712,0,0,0,0.26039722361355,0,0,0,0.26039722361355,null,0.26039722361355,0.26039722361355,null,1.1047821170263088,0.5]
[6530,0,3138.3571968956712,{"$f":"IF($I$5<C6623,$I$5,0)","v":0},0,0,0.10985507871196599,0,0,0,{"$f":"SUM(G6623:J6623)","v":0.10985507871196599},null,0.10985507871196598,{"$f":"IF(M6623<$Q$88,M6623,$Q$88)","v":0.10985507871196598},null,0.10985507871196598,0.10985507871196598]
[6533,0,3138.3571968956712,0,0,0,4.6345111331610803E-2,0,0,0,4.6345111331610803E-2,null,4.6345111331610803E-2,4.6345111331610803E-2,null,4.6345111331610803E-2,4.6345111331610803E-2]
[6538,1.7793843159125999,3143.0958440165423,0,0,0,0,0,0,0,0,null,0,0,null,0.12458333323750104,0.12458333323750104]
[6541,1.1766896282647801,3147.2828182222652,0,0,1.1416121596715201,0,0,0,0,0,null,0,0,null,0,0]
[6542,1.3648324143559001,3148.6476506366212,0,0,1.1766896282647801,0,0,0,0,0,null,0,0,null,0,0]
[6545,0.31888607812053699,3151.0137853362758,0,0,0,1.03556164730113,0,0,0,1.03556164730113,null,1.18501515099579,1.125,null,1.75,0.5]
[6550,0,3151.1477174890865,0,0,0,0.25659011952647798,0,0,0,0.25659011952647798,null,0.25659011952647792,0.25659011952647792,null,1.7808618871303752,0.5]
[6553,0,3151.1477174890865,0,0,0,0.108248956675233,0,0,0,0.108248956675233,null,0.10824895667523299,0.10824895667523299,null,0.72588537568411016,0.5]
[6556,0,3151.1477174890865,0,0,0,4.5667528597363803E-2,0,0,0,4.5667528597363803E-2,null,4.566752859736381E-2,4.566752859736381E-2,null,4.566752859736381E-2,4.566752859736381E-2]
[6560,0.94495555225290095,3152.694008392773,0,0,0,0.35802340724089499,0,0,0,0.35802340724089499,null,0.35802340724089499,0.35802340724089499,null,0.35802340724089499,0.35802340724089499]
[6563,1.86917540273223,3157.5905962544471,0,0,0,0,0,0,0,0,null,0,0,null,0.48280772560391405,0.48280772560391405]
[6566,1.1611992993201801,3162.5849381387679,0,0,1.85140194406916,0,0,0,0,0,null,0,0,null,0,0]
[6567,0.74944750695919704,3163.3343856457273,0,0,1.1611992993201801,0,0,0.33333333333333298,0,0.33333333333333298,null,0.33333333333333298,0.33333333333333298,null,0.33333333333333298,0.33333333333333298]
[6571,0,3164.3622840050743,0,0,0,0.64647834357106304,0,0,0,0.64647834357106304,null,0.64647834357106304,0.64647834357106304,null,1.63009669898294,0.5]
[6575,0,3164.3622840050743,0,0,0,0.20454978839553201,0,0,0,0.20454978839553201,null,0.20454978839553201,0.20454978839553201,null,0.95588236450953401,0.5]
[6578,0,3164.3622840050743,0,0,0,8.6294441979364894E-2,0,0,0,8.6294441979364894E-2,null,8.6294441979364894E-2,8.6294441979364894E-2,null,8.6294441979364866E-2,8.6294441979364866E-2]
[6581,0,3164.3622840050743,0,0,0,3.6405467710044603E-2,0,0,0,3.6405467710044603E-2,null,3.6405467710044603E-2,3.6405467710044603E-2,null,3.6405467710044603E-2,3.6405467710044603E-2]
[6585,0.86237455364934601,3165.6419365685542,0,0,0,0.30125391660517797,0,0,0,0.30125391660517797,null,0.30125391660517797,0.30125391660517797,null,0.30125391660517797,0.30125391660517797]
[6588,0.67161889201262404,3167.9031859742058,0,0,0,0,0,0,0,0,null,0,0,null,0,0]
[6590,1.3670822417298401,3170.26378728696,0,0,0,0,0,0,0,0,null,0,0,null,0,0]
[6593,0.23049642447770499,3171.7858585037698,0,0,0.39740762840983701,0,0,0,0,0,null,0,0,null,0,{"$f":"IF(P6686<$D$7, P6686,$D$7)","v":0}]
[6596,0,3171.8335474191786,0,0,0,0,0,0,0,0,null,0,0,null,0,0]
[6600,0,3171.8335474191786,0,0,0,0,0,0,0,0,{"$f":"SUM(K6670:K6693)","v":1.3104480427641185},0,0,null,0,0]
[6605,0,3171.8335474191786,0,0,0,1.0476277810928201,0,0,0,1.0476277810928201,null,1.0476277810928201,1.0476277810928201,null,1.0476277810928201,0.5]
[6607,0.24136023703263801,3172.1303018089725,0,0,0,0.66001708976566698,0,0,0,0.66001708976566698,null,0.66001708976566698,0.66001708976566698,null,1.5072142448684973,0.5]
[6611,1.3294596662781399,3175.4064702723012,0,0,0,0,0,0,0,0,null,0,0,null,0.11796127421249647,0.11796127421249647]
[6614,1.16327720799337,3179.8577861192148,0,0,1.4956421245629099,0,0,0,0,0,null,0,0,null,0,0]
[6615,0.98918129931409104,3180.8469674185289,0,0,1.16327720799337,0,0,0,0,0,null,0,0,null,0,0]
[6618,8.7047954339639994E-2,3181.8321919926461,0,0,0.229490061440869,0,0,0,0,0,null,0,0,null,0,0]
[6622,0,3181.8321919926461,0,0,0,0,0,0,0,0,null,0,0,null,0,0]
[6626,0,3181.8321919926461,0,0,0,0,0,0,0,0,null,0,0,null,0,0]
[6629,0,3181.8321919926461,0,0,0,0,0,0,0,0,null,0,0,null,0,0]
[6632,0.39064501513773697,3182.459193655598,0,0,0.200246604398336,0,0,0,0,0,null,0,0,null,0,0]
[6636,1.94994234446904,3188.807995834391,0,0,1.97948692544584,0,0,0,0,0,null,0,0,null,0,0]
[6639,0.876489235645174,3191.398070766691,0,0,0.80098641759334199,0,0,0.33333333333333298,0,0.33333333333333298,null,0.33333333333333298,0.33333333333333298,null,0.33333333333333298,0.33333333333333298]
[6643,0,3193.0197399891958,0,0,0,0.65933731836424803,0,0,0,0.65933731836424803,null,0.65933731836424814,0.65933731836424814,null,1.6712162008617222,0.5]
[6644,0,3193.0197399891958,0,0,0,0.49450298877318599,0,0,0,0.49450298877318599,null,0.49450298877318599,0.49450298877318599,null,1.6657191896349079,0.5]
[6647,0,3193.0197399891958,0,0,0,0.20861844838868801,0,0,0,0.20861844838868801,null,0.20861844838868804,0.20861844838868804,null,1.0233728107884019,0.5]
[6651,0,3193.0197399891958,0,0,0,6.6008180935483204E-2,0,0,0,6.6008180935483204E-2,null,6.6008180935483218E-2,6.6008180935483218E-2,null,6.6008180935483218E-2,6.6008180935483218E-2]
[6654,0.10659689259423601,3193.1263368817899,0,0,0,5.4496424480715899E-2,0,0,0,5.4496424480715899E-2,null,5.4496424480715899E-2,5.4496424480715899E-2,null,5.4496424480715899E-2,5.4496424480715899E-2]
[6656,1.10023221284765,3194.8204660676624,0,0,0,0.41706797442450699,0,0,0,0.41706797442450699,null,0.41706797442450705,0.41706797442450705,null,0.41706797442450705,0.41706797442450705]
[6662,1.1725658185365899,3202.0842828915838,0,0,0.85658217263225001,0,0,0,0,0,null,0,0,null,0,0]
[6665,9.51757969591389E-2,3202.7505134702978,0,0,9.5175796959138803E-2,1.0654606159064499,0,0,0,1.0654606159064499,null,1.0654606159064499,1.0654606159064499,null,1.0654606159064499,0.5]
[6666,0.220807848945202,3202.9713213192431,0,0,0,0.85429742416614096,0,0,0,0.85429742416614096,null,0.85429742416614096,0.85429742416614096,null,1.4197580400725909,0.5]
[6669,0,3202.9713213192431,0,0,0,0.36040672582009098,0,0,0,0.36040672582009098,null,0.36040672582009092,0.36040672582009092,null,1.4014301351107421,0.5]
[6672,0,3202.9713213192431,0,0,0,0.15204658745535099,0,0,0,0.15204658745535099,{"$f":"SUM(K6742:K6765)","v":5.0454242142728987},0.15204658745535099,0.15204658745535099,null,0.52651055020496207,0.5]
[6677,0,3202.9713213192431,0,0,0,3.6081367921533401E-2,0,0,0,3.6081367921533401E-2,null,3.6081367921533408E-2,3.6081367921533408E-2,null,3.6081367921533408E-2,3.6081367921533408E-2]
[6680,0.65925772107290104,3204.0981920750305,0,0,0,0.26376102971294901,0,0,0,0.26376102971294901,null,0.26376102971294901,0.26376102971294901,null,0.26376102971294901,0.26376102971294901]
[6684,0.70525244579891799,3206.489917760784,0,0,0,0,0,0,0,0,null,0,0,null,0,0]
[6687,0.237639411084418,3208.0000778892881,0,0,0.28886282564480997,0,0,0,0,0,null,0,0,null,0,0]
[6690,0.237639411084418,3209.1729433698015,0,0,0.65925772107290204,0,0,0,0,0,null,0,0,null,0,0]
[6691,0,3209.1729433698015,0,0,0,0,0,0,0,0,null,0,0,null,0,0]
[6694,0,3209.1729433698015,0,0,0,0,0,0,0,0,null,0,0,null,0,0]
[6699,0,3209.1729433698015,0,0,0,0,0,0,0,0,null,0,0,null,0,0]
[6702,4.1357564443305302E-2,3209.2143009342449,0,0,0.23763941108441899,0,0,0,0,0,null,0,0,null,0,0]
[6705,1.5039114343020099,3212.3800345034506,0,0,1.1504922472410399,0,0,0,0,0,null,0,0,null,0,0]
[6709,0.85722951755214705,3215.8089525736591,0,0,0.77451438866553701,0,0,0,0,0,null,0,0,null,0,0]
[6711,1.7558165995476001,3219.3732226729549,0,0,1.80845349974817,0,0,0,0,0,null,0,0,null,0,0]
[6716,0,3220.425960676966,0,0,0,0,0,0,0,0,null,0,0,null,0,0]
[6717,0,3220.425960676966,0,0,0,0,0,0,0,0,null,0,0,null,0,0]
[6720,0,3220.425960676966,0,0,0,0,0,0,0,0,{"$f":"SUM(K6790:K6813)","v":0.543333333333333},0,0,null,0,0]
[6724,0,3220.425960676966,0,0,0,0,0,0,0,0,null,0,0,null,0,0]
[6727,8.0472484906517497E-2,3220.5236772657809,0,0,1.7244103908539699E-2,0,0,0,0,0,null,0,0,null,0,0]
[6732,0.6552759485245,3222.8976155705232,0,0,0.55755935970944304,0,0,0,0,0,null,0,0,null,0,0]
[6735,0.81622091833753496,3225.1163569400887,0,0,1.0059060613314701,0,0,0,0,0,null,0,0,null,0,0]
[6738,0.14370086590449599,3226.8695075041237,0,0,0.55755935970944204,0,0,0,0,0,null,0,0,null,0,0]
[6741,0,3226.8695075041237,0,0,0,0,0,0,0,0,null,0,0,null,0,0]
[6742,0,3226.8695075041237,0,0,0,0,0,0,0,0,null,0,0,null,0,0]
[6745,0,3226.8695075041237,0,0,0,0,0,0,0,0,null,0,0,null,0,0]
[6749,0,3226.8695075041237,0,0,0,0,0,0,0,0,null,0,0,null,0,0]
[6753,1.1150387450491399,3229.2734351211384,0,0,0.87524546654395197,0,0,0,0,0,null,0,0,null,0,0]
[6756,1.9243410600041699,3234.4349854409629,0,0,1.6395865417792499,0,0,0,0,0,null,0,0,null,0,0]
[6760,0.97416019392734399,3240.4298174035926,0,0,1.03948318610889,0,0,0.21,0,0.21,null,0.21000000000000002,0.21000000000000002,null,0.21000000000000002,0.21000000000000002]
[6763,0,3241.0532799277062,0,0,0,0,0,0,0,0,null,0,0,null,0,0]
[6766,0,3241.0532799277062,0,0,0,0,0,0,0,0,null,0,0,null,0,0]
[6768,0,3241.0532799277062,0,0,0,0,0,0,0,0,{"$f":"SUM(K6838:K6861)","v":0.543333333333333},0,0,null,0,0]
[6771,0,3241.0532799277062,0,0,0,0,0,0,0,0,null,0,0,null,0,0]
[6775,0.41153316517673799,3241.5299478384504,0,0,6.5134745567541202E-2,0,0,0,0,0,null,0,0,null,0,0]
[6778,1.6194866284293199,3245.3551338054172,0,0,1.3086162518569699,0,0,0,0,0,null,0,0,null,0,0]
[6781,1.8829862809525599,3251.0869914153609,0,0,1.9570030372793099,0,0,0,0,0,null,0,0,null,0,0]
[6783,1.3648689866653001,3254.1364817760232,0,0,1.6846213739968601,0,0,0,0,0,null,0,0,null,0,0]
[6789,0,3255.6641876266071,0,0,0,0,0,0,0,0,null,0,0,null,0,0]
[6790,0,3255.6641876266071,0,0,0,0,0,0,0,0,null,0,0,null,0,0]
[6793,0,3255.6641876266071,0,0,0,0,0,0,0,0,null,0,0,null,0,0]
[6796,0,3255.6641876266071,0,0,0,0,0,0,0,0,null,0,0,null,0,0]
[6800,0.94029281598396197,3257.0983716186634,0,0,0.44956760898896497,0,0,0,0,0,null,0,0,null,0,0]
[6804,1.7761086524141501,3263.5189569076042,0,0,1.6716316728603799,0,0,0,0,0,null,0,0,null,0,0]
[6807,0.96878653768044598,3267.3117878623138,0,0,1.3898604249729301,0,0,0,0,0,null,0,0,null,0,0]
[6811,0,3268.340727812465,0,0,0,0,0,0,0,0,null,0,0,null,0,0]
[6814,0,3268.340727812465,0,0,0,0,0,0,0,0,null,0,0,null,0,0]
[6815,0,3268.340727812465,0,0,0,0,0,0,0,0,null,0,0,null,0,0]
[6821,0,3268.340727812465,0,0,0,0,0,0,0,0,null,0,0,null,0,0]
[6822,3.3448378773726403E-2,3268.3741761912388,0,0,3.4825659851258302E-2,0,0,0,0,0,null,0,0,null,0,0]
[6826,1.5781553257785501,3272.3332479333649,0,0,1.20718239756085,0,0,0,0,0,null,0,0,null,0,0]
[6829,1.5538292321249301,3277.3748308430777,0,0,1.78188636012761,0,0,0.33333333333333298,0,0.33333333333333298,null,0.33333333333333298,0.33333333333333298,null,0.33333333333333298,0.33333333333333298]
[6833,0.40442130699141898,3280.6618942480231,0,0,0.70241595424825298,0,0,0,0,0,null,0,0,null,0,0]
[6836,0,3280.7287910055707,0,0,0,0,0,0,0,0,null,0,0,null,0,0]
[6838,0,3280.7287910055707,0,0,0,0,0,0,0,0,null,0,0,null,0,0]
[6841,0,3280.7287910055707,0,0,0,0,0,0,0,0,null,0,0,null,0,0]
[6844,0,3280.7287910055707,0,0,0,0,0,0,0,0,null,0,0,null,0,0]
[6847,0.32530826537160701,3281.0716835015028,0,0,1.75842305606272E-2,0,0,0,0,0,null,0,0,null,0,0]
[{"$f":"A6943+1","v":6851},1.5562044046155299,{"$f":"IF(C6943+B6944-D6943>=0,C6943+B6944-D6943,0)","v":3286.0538821603473},0,{"$f":"IF(E6943+D6944-F6943>=0,E6943+D6944-F6943,0)","v":0},1.50638241802708,0,0,0,0,0,null,{"$f":"IF(M6943+K6944-N6943>=0,M6943+K6944-N6943,0)","v":0},0,null,{"$f":"IF(P6943+N6944-Q6943>0,P6943+N6944-Q6943,0)","v":0},0]
[6854,1.5298280587745801,3291.0683185752196,0,0,1.71739318475461,0,0,0,0,0,null,0,0,null,0,0]
[6859,0,3293.4832195722129,0,0,0,0,0,0,0,0,null,0,0,null,0,0]
[6862,0,3293.4832195722129,0,0,0,0,0,0,0,0,null,0,0,null,0,0]
[6865,0,3293.4832195722129,0,0,0,0,0,0,0,0,null,0,0,null,0,0]
[6866,0,3293.4832195722129,0,0,0,0,0,0,0,0,null,0,0,null,0,0]
[6869,0,3293.4832195722129,0,0,0,0,0,0,0,0,null,0,0,null,0,0]
[6872,0.74399079318140104,3294.5796270569012,0,0,0.31024717286511899,0,0,0,0,0,null,0,0,null,0,0]
[6877,1.6897928541488501,3302.4472543920824,0,0,1.78316821685583,0,0,0,0,0,null,0,0,null,0,0]
[6880,0.77109976945116798,3305.8931064868175,0,0,1.1867707389209401,0,0,0,0,0,null,0,0,null,0,0]
[6884,0,3306.2786563715431,0,0,0,0,0,0,0,0,null,0,0,null,0,0]
[6887,0,3306.2786563715431,0,0,0,0,0,0,0,0,null,0,0,null,0,0]
[6890,0,3306.2786563715431,0,0,0,0,0,0,0,0,null,0,0,null,0,0]
[6893,0,3306.2786563715431,0,0,0,0,0,0,0,0,null,0,0,null,0,0]
[6895,0.29821725300228202,3306.6028055595893,0,0,2.5931935043676201E-2,0,0,0,0,0,null,0,0,null,0,0]
[6899,1.34197763851027,3310.1036167904858,0,0,0.88168579148500903,0,0,0,0,0,null,0,0,null,0,0]
[6902,1.5040522325332499,3315.027442956904,0,0,1.7374396479263401,0,0,0.33333333333333298,0,0.33333333333333298,null,0.33333333333333298,0.33333333333333298,null,0.33333333333333298,0.33333333333333298]
[6905,0.31442471240457998,3317.3126947326282,0,0,0,1.00329219381148,0,0,0,1.00329219381148,null,1.11120688142526,1.11120688142526,null,1.73620688142526,0.5]
[6909,0,3317.3483511433133,0,0,0,0.32120855776260399,0,0,0,0.32120855776260399,null,0.32120855776260393,0.32120855776260393,null,1.8181142002569524,0.5]
[6910,0,3317.3483511433133,0,0,0,0.240906418321953,0,0,0,0.240906418321953,null,0.24090641832195303,0.24090641832195303,null,1.5590206185789053,0.5]
[6916,0,3317.3483511433133,0,0,0,4.2876166737476497E-2,0,0,0,4.2876166737476497E-2,null,4.287616673747649E-2,4.287616673747649E-2,null,4.287616673747649E-2,4.287616673747649E-2]
[6917,0,3317.3483511433133,0,0,0,3.2157125053107402E-2,0,0,0,3.2157125053107402E-2,null,3.2157125053107402E-2,3.2157125053107402E-2,null,3.2157125053107402E-2,3.2157125053107402E-2]
[6920,0.46335165674637901,3318.0323464461294,0,0,0,0.170331627631751,0,0,0,0.170331627631751,null,0.170331627631751,0.170331627631751,null,0.170331627631751,0.170331627631751]
[6924,1.78721353316461,3323.8920112753235,0,0,0,0,0,0,0,0,null,0,0,null,0,0]
[6927,1.2166921054700801,3328.3647731863648,0,0,1.5318973141410901,0,0,0,0,0,null,0,0,null,0,0]
[6931,0,3329.5215763021874,0,0,0,0.57605025722641301,0,0,0,0.57605025722641301,null,0.57605025722641301,0.57605025722641301,null,2.0953190108100297,0.5]
[6935,0,3329.5215763021874,0,0,0,0.18226590170054499,0,0,0,0.18226590170054499,null,0.18226590170054502,0.18226590170054502,null,1.276672077387635,0.5]
[6938,0,3329.5215763021874,0,0,0,7.6893427279917298E-2,0,0,0,7.6893427279917298E-2,null,7.6893427279917298E-2,7.6893427279917298E-2,null,9.2789500649517187E-2,9.2789500649517187E-2]
[6939,0,3329.5215763021874,0,0,0,5.7670070459938001E-2,0,0,0,5.7670070459938001E-2,null,5.7670070459937994E-2,5.7670070459937994E-2,null,5.7670070459937994E-2,5.7670070459937994E-2]
[6942,2.47043034877844E-2,3329.5462806056753,0,0,0,3.0505636847232401E-2,0,0,0,3.0505636847232401E-2,null,3.0505636847232398E-2,3.0505636847232398E-2,null,3.0505636847232398E-2,3.0505636847232398E-2]
[6948,1.6798926371693399,3336.1886502059533,0,0,0,0,0,0,0,0,null,0,0,null,0,0]
[6950,1.4668180195872,3339.301392445414,0,0,1.6459242198736399,0,0,0,0,0,null,0,0,null,0,0]
[6953,0.27483537630160199,3341.453754886787,0,0,0,0.98834154408119401,0,0,0,0.98834154408119401,null,1.0895184774222537,1.0895184774222537,null,1.7145184774222537,0.5]
[6956,0,3341.4630190005951,0,0,0,0.41825935491349298,0,0,0,0.41825935491349298,null,0.41825935491349298,0.41825935491349298,null,1.9340291587332796,0.5]
[6960,0,3341.4630190005951,0,0,0,0.13233987401559699,0,0,0,0.13233987401559699,{"$f":"SUM(K7030:K7053)","v":6.5586501936004522},0.13233987401559699,0.13233987401559699,null,0.79178760142696558,0.5]
[6963,0,3341.4630190005951,0,0,0,5.5830884350330102E-2,0,0,0,5.5830884350330102E-2,null,5.5830884350330096E-2,5.5830884350330096E-2,null,5.5830884350330096E-2,5.5830884350330096E-2]
[6965,0,3341.4630190005951,0,0,0,3.1404872447060701E-2,0,0,0,3.1404872447060701E-2,null,3.1404872447060694E-2,3.1404872447060694E-2,null,3.1404872447060694E-2,3.1404872447060694E-2]
[6968,0.76821043934376998,3342.5550206168523,0,0,0,0.264821977332173,0,0,0,0.264821977332173,null,0.26482197733217294,0.26482197733217294,null,0.26482197733217294,0.26482197733217294]
[6971,1.5173743388690999,3346.8055734196678,0,0,0,0,0,0,0,0,null,0,0,null,0.25726122770079396,0.25726122770079396]
[6975,1.08565276965111,3352.7068263400811,0,0,1.4824556825352899,0,0,0,0,0,null,0,0,null,0,0]
[6978,9.5232699092203006E-3,3353.5639206319106,{"$f":"IF($I$5<C7071,$I$5,0)","v":0},0,0,0.63122766562110599,0,0,0,{"$f":"SUM(G7071:J7071)","v":0.63122766562110599},null,0.88007796163318375,{"$f":"IF(M7071<$Q$88,M7071,$Q$88)","v":0.88007796163318375},null,2.1300779616331837,0.5]
[6982,0,3353.5639206319106,0,0,0,0.19972437857542799,0,0,0,0.19972437857542799,null,0.19972437857542802,0.19972437857542802,null,1.4245878227702176,0.5]
[6986,0,3353.5639206319106,0,0,0,6.31940416586316E-2,0,0,0,6.31940416586316E-2,null,6.31940416586316E-2,6.31940416586316E-2,null,6.3194041658631628E-2,6.3194041658631628E-2]
[6989,0,3353.5639206319106,0,0,0,2.6659986324735201E-2,0,0,0,2.6659986324735201E-2,null,2.6659986324735201E-2,2.6659986324735201E-2,null,2.6659986324735201E-2,2.6659986324735201E-2]
[6990,1.2473428892473401E-2,3353.5763940608031,0,0,0,2.31133469666698E-2,0,0,0,2.31133469666698E-2,null,2.31133469666698E-2,2.31133469666698E-2,null,2.31133469666698E-2,2.31133469666698E-2]
[6993,1.09766174253766,3355.4349349657818,0,0,0,0,0,0,0,0,null,0,0,null,0,0]
[6996,0.42825439197492099,3358.3786641844058,0,0,0,0,0,0,0,0,null,0,0,null,0,0]
[6999,1.2473428892473399,3361.8670664646675,0,0,0.48646372680646399,0,0,0,0,0,null,0,0,null,0,0]
[7004,0,3363.0187797324061,0,0,0,0,0,0,0,0,null,0,0,null,0,0]
[7008,0,3363.0187797324061,0,0,0,0,0,0,0,0,{"$f":"SUM(K7078:K7101)","v":0.58725874828400837},0,0,null,0,0]
[7011,0,3363.0187797324061,0,0,0,0,0,0,0,0,null,0,0,null,0,0]
[7014,4.1301086896332301E-2,3363.0600808193026,0,0,3.3262477046595497E-2,0,0,0,0,0,null,0,0,null,0,0]
[7015,0.22903330006147901,3363.2891141193641,0,0,4.1301086896331898E-2,0,0,0,0,0,null,0,0,null,0,0]
[7020,1.63702489880008,3370.9110419738686,0,0,1.97118823823404,0,0,0,0,0,null,0,0,null,0,0]
[7022,1.0212632396184,3372.5593308054586,0,0,0.62702559197159002,0,0,0,0,0,null,0,0,null,0,0]
[7026,2.2527865579817601E-2,3373.3628246778053,0,0,0.36420049354038497,0,0,0,0,0,null,0,0,null,0,0]
[7029,0,3373.3628246778053,0,0,0,0,0,0,0,0,null,0,0,null,0,0]
[7033,0,3373.3628246778053,0,0,0,0,0,0,0,0,null,0,0,null,0,0]
[7037,0,3373.3628246778053,0,0,0,0,0,0,0,0,null,0,0,null,0,0]
[7040,0.77458558306428305,3374.3914241565303,0,0,0.23519805153773801,0,0,0,0,0,null,0,0,null,0,0]
[7041,1.1853981797502,3375.5768223362807,0,0,0.77458558306428305,0,0,0,0,0,null,0,0,null,0,{"$f":"IF(P7134<$D$7, P7134,$D$7)","v":0}]
[7044,1.8220009059123401,3380.7166837558852,0,0,1.58377713972781,0,0,0,0,0,null,0,0,null,0,0]
[7048,0.76517766100277296,3386.0384316686791,0,0,1.24498168613976,0,0,0,0,0,null,0,0,null,0,0]
[7051,0,3386.3614369927909,0,0,0,0,0,0,0,0,null,0,0,null,0,0]
[7054,0,3386.3614369927909,0,0,0,0,0,0,0,0,null,0,0,null,0,0]
[7059,0,3386.3614369927909,0,0,0,0,0,0,0,0,null,0,0,null,0,0]
[7062,2.2103583585317998E-2,3386.3835405763762,0,0,9.4079220615097409E-3,0,0,0,0,0,null,0,0,null,0,0]
[7065,1.27832391735089,3388.7559918812003,0,0,0.78836114787634304,0,0,0,0,0,null,0,0,null,0,0]
[7066,1.6872402136792799,3390.4432320948795,0,0,1.27832391735089,0,0,0,0,0,null,0,0,null,0,0]
[7069,1.3298989457166299,3394.7018558656505,0,0,1.2193810277900401,0,0,0,0,0,null,0,0,null,0,0]
[7075,0,3397.280607283938,0,0,0,0,0,0,0,0,null,0,0,null,0,0]
[7077,0,3397.280607283938,0,0,0,0,0,0,0,0,null,0,0,null,0,0]
[7080,0,3397.280607283938,0,0,0,0,0,0,0,0,{"$f":"SUM(K7150:K7173)","v":0.543333333333333},0,0,null,0,0]
[7084,0,3397.280607283938,0,0,0,0,0,0,0,0,null,0,0,null,0,0]
[7087,0.17239893788285801,3397.4736940943667,0,0,2.06878725459427E-2,0,0,0,0,0,null,0,0,null,0,0]
[7088,0.28618223688554401,3397.7598763312521,0,0,0.17239893788285801,0,0,0,0,0,null,0,0,null,0,0]
[7092,1.99293172192584,3403.7834952208791,0,0,1.8688044866501801,0,0,0,0,0,null,0,0,null,0,0]
[7095,1.1792087351187499,3408.0934686679502,0,0,1.42746320567006,0,0,0,0,0,null,0,0,null,0,0]
[7099,0,3408.5623937789915,0,0,0,0,0,0,0,0,null,0,0,null,0,0]
[7102,0,3408.5623937789915,0,0,0,0,0,0,0,0,null,0,0,null,0,0]
[7105,0,3408.5623937789915,0,0,0,0,0,0,0,0,null,0,0,null,0,{"$f":"IF(P7198<$D$7, P7198,$D$7)","v":0}]
[7109,0,3408.5623937789915,0,0,0,0,0,0,0,0,null,0,0,null,0,0]
[7113,1.22420036554998,3410.9093814620578,0,0,0.88374227572247099,0,0,0,0,0,null,0,0,null,0,0]
[7114,0.78232922768874502,3411.6917106897467,0,0,1.22420036554998,0,0,0,0,0,null,0,0,null,0,0]
[7117,0.48533387273283202,3412.9448862118779,0,0,0.36218945726330698,0,0,0,0,0,null,0,0,null,0,0]
[7120,0.42013977042543699,3414.0531859511034,0,0,1.4557463503250901E-2,0,0,0,0,0,null,0,0,null,0,0]
[7124,0,3414.4733257215289,0,0,0,0,0,0,0,0,null,0,0,null,0,0]
[7126,0,3414.4733257215289,0,0,0,0,0,0,0,0,null,0,0,null,0,0]
[7131,0,3414.4733257215289,0,0,0,0,0,0,0,0,null,0,0,null,0,0]
[7135,0.30060606781397797,3414.7739317893429,0,0,0.42013977042543699,0,0,0,0,0,null,0,0,null,0,0]
[7138,0.92779650559869897,3417.3940291211534,0,0,0.97975310991222597,0,0,0,0,0,null,0,0,null,0,0]
[7139,0.90552938946433004,3418.2995585106178,0,0,0.92779650559869897,0,0,0,0,0,null,0,0,null,0,0]
[7143,0.92779650559869897,3423.3950169193654,0,0,1.12448936478562,0,0,0,0,0,null,0,0,null,0,0]
[7146,0,3424.5491957723302,0,0,0,0,0,0,0,0,null,0,0,null,0,0]
[7150,0,3424.5491957723302,0,0,0,0,0,0,0,0,null,0,0,null,0,0]
[7153,0,3424.5491957723302,0,0,0,0,0,0,0,0,null,0,0,null,0,0]
[7157,0,3424.5491957723302,0,0,0,0,0,0,0,0,null,0,0,null,0,0]
[7160,0.71023017633385499,3425.5701516508102,0,0,0.28853100913562801,0,0,0,0,0,null,0,0,null,0,0]
[7164,1.71638959280682,3431.9104356207908,0,0,1.80886748035029,0,0,0,0,0,null,0,0,null,0,0]
[7165,1.6535046292772499,3433.5639402500683,0,0,1.71638959280682,0,0,0.33333333333333298,0,0.33333333333333298,null,0.33333333333333298,0.33333333333333298,null,0.33333333333333298,0.33333333333333298]
[7168,0.68803548332342201,3436.4492503414244,0,0,0.90258418242427296,0,0,0,0,0,null,0,0,null,0,0]
[{"$f":"A7263+1","v":7171},0,{"$f":"IF(C7263+B7264-D7263>=0,C7263+B7264-D7263,0)","v":3436.7488786970653},0,{"$f":"IF(E7263+D7264-F7263>=0,E7263+D7264-F7263,0)","v":0},0,0,0,0,0,0,null,{"$f":"IF(M7263+K7264-N7263>=0,M7263+K7264-N7263,0)","v":0},0,null,{"$f":"IF(P7263+N7264-Q7263>0,P7263+N7264-Q7263,0)","v":0},0]
[7175,0,3436.7488786970653,0,0,0,0,0,0,0,0,null,0,0,null,0,0]
[7178,0,3436.7488786970653,0,0,0,0,0,0,0,0,null,0,0,null,0,0]
[7181,0,3436.7488786970653,0,0,0,0,0,0,0,0,null,0,0,null,0,0]
[7186,1.9301426529732899,3441.0887025503343,0,0,1.3986540963574601,0,0,0,0,0,null,0,0,null,0,0]
[7189,0.89913477622979499,3445.5164418039462,0,0,1.79826955245959,0,0,0,0,0,null,0,0,null,0,0]
[7190,0.67535012081260104,3446.1917919247589,0,0,0.89913477622979499,0,0,0,0,0,null,0,0,null,0,0]
[7193,2.3976927366127901E-2,3446.5154804442018,0,0,0.14386156419676599,0,0,0,0,0,null,0,0,null,0,0]
[7198,0,3446.5154804442018,0,0,0,0,0,0,0,0,null,0,0,null,0,0]
[7201,0,3446.5154804442018,0,0,0,0,0,0,0,0,null,0,0,null,0,0]
[7204,0,3446.5154804442018,0,0,0,0,0,0,0,0,null,0,0,null,0,0]
[7208,0.191359124877299,3446.7362794344449,0,0,2.94398653657389E-2,0,0,0,0,0,null,0,0,null,0,0]
[7211,0.55935744194902803,3448.5762710198032,0,0,0.78996972064731197,0,0,0,0,0,null,0,0,null,0,0]
[7214,1.2266610569057601,3451.7803097004412,0,0,0.98132884552461097,0,0,0.33333333333333298,0,0.33333333333333298,null,0.33333333333333298,0.33333333333333298,null,0.33333333333333298,0.33333333333333298]
[7215,1.2561009222715001,3453.0364106227125,0,0,0.89332772357243095,0,0,0.21,0,0.21,null,0.21000000000000002,0.21000000000000002,null,0.21000000000000002,0.21000000000000002]
[7219,0,3453.7037142376694,0,0,0,0,0,0,0,0,null,0,0,null,0,0]
[7223,0,3453.7037142376694,0,0,0,0,0,0,0,0,null,0,0,null,0,0]
[7226,0,3453.7037142376694,0,0,0,0,0,0,0,0,null,0,0,null,0,0]
[7229,0,3453.7037142376694,0,0,0,0,0,0,0,0,null,0,0,null,0,0]
[7233,0.79041815313125297,3454.9190883871074,0,0,0.35271347693491301,0,0,0,0,0,null,0,0,null,0,{"$f":"IF(P7326<$D$7, P7326,$D$7)","v":0}]
[7236,1.3343618284043699,3459.7380893852301,0,0,1.65307882563472,0,0,0,0,0,null,0,0,null,0,0]
[7240,0.39945863652869801,3462.360067882445,0,0,0.39095951660255501,0,0,0,0,0,null,0,0,null,0,0]
[7241,0.152984158670565,3462.5130520411158,0,0,0.39945863652869801,0,0,0,0,0,null,0,0,null,0,0]
[7244,0,3462.5130520411158,0,0,0,0,0,0,0,0,null,0,0,null,0,0]
[7248,0,3462.5130520411158,0,0,0,0,0,0,0,0,{"$f":"SUM(K7318:K7341)","v":0},0,0,null,0,0]
[7253,0,3462.5130520411158,0,0,0,0,0,0,0,0,null,0,0,null,0,0]
[7255,0.241550218225873,3462.7546022593415,0,0,0.152984158670564,0,0,0,0,0,null,0,0,null,0,0]
[7259,0.87561954106878803,3465.8990684930318,0,0,0.61250233907274898,0,0,0,0,0,null,0,0,null,0,0]
[7262,1.1861841073592001,3470.2944197853917,0,0,1.4967486736496001,0,0,0.33333333333333298,0,0.33333333333333298,null,0.33333333333333298,0.33333333333333298,null,0.33333333333333298,0.33333333333333298]
[7265,4.74473642943678E-2,3472.0672258512996,0,0,0.27605739225814002,0,0,0,0,0,null,0,0,null,0,0]
[7266,0,3472.0672258512996,0,0,0,0,0,0,0,0,null,0,0,null,0,0]
[7270,0,3472.0672258512996,0,0,0,0,0,0,0,0,null,0,0,null,0,0]
[7274,0,3472.0672258512996,0,0,0,0,0,0,0,0,null,0,0,null,0,0]
[7277,0,3472.0672258512996,0,0,0,0,0,0,0,0,null,0,0,null,0,0]
[7280,0.83863572792798502,3473.0990956179203,0,0,0.193234038693085,0,0,0,0,0,null,0,0,null,0,0]
[7284,1.4067438016856499,3479.3598784715759,0,0,1.97485187544332,0,0,0,0,0,null,0,0,null,0,0]
[7287,1.1903216783493999,3483.0081371221013,0,0,1.0743812551335501,0,0,0,0,0,null,0,0,null,0,0]
[7291,0,3483.7037796613963,0,0,0,0,0,0,0,0,null,0,0,null,0,0]
[7292,0,3483.7037796613963,0,0,0,0,0,0,0,0,null,0,0,null,0,0]
[7295,0,3483.7037796613963,0,0,0,0,0,0,0,0,null,0,0,null,0,0]
[{"$f":"A7391+1","v":7299},0,{"$f":"IF(C7391+B7392-D7391>=0,C7391+B7392-D7391,0)","v":3483.7037796613963},0,{"$f":"IF(E7391+D7392-F7391>=0,E7391+D7392-F7391,0)","v":0},0,0,0,0,0,0,null,{"$f":"IF(M7391+K7392-N7391>=0,M7391+K7392-N7391,0)","v":0},0,null,{"$f":"IF(P7391+N7392-Q7391>0,P7391+N7392-Q7391,0)","v":0},0]
[7302,0,3483.7037796613963,0,0,0,0,0,0,0,0,null,0,0,null,0,0]
[7304,4.9368580235033897E-2,3483.7901746768075,0,0,3.7026435176275803E-2,0,0,0,0,0,null,0,0,null,0,0]
[7310,1.95622999181322,3489.6526935797183,0,0,1.76492674340246,0,0,0.33333333333333298,0,0.33333333333333298,null,0.33333333333333298,0.33333333333333298,null,0.33333333333333298,0.33333333333333298]
[7313,0.104908232999447,3491.5904103539433,0,0,0.54922545511475196,0,0,0,0,0,null,0,0,null,0,0]
[7314,0,3491.5904103539433,0,0,0,0,0,0,0,0,null,0,0,null,0,0]
[7317,0,3491.5904103539433,0,0,0,0,0,0,0,0,null,0,0,null,0,0]
[7320,0,3491.5904103539433,0,0,0,0,0,0,0,0,{"$f":"SUM(K7390:K7413)","v":0.543333333333333},0,0,null,0,0]
[7325,0,3491.5904103539433,0,0,0,0,0,0,0,0,null,0,0,null,0,0]
[7328,0.576902948340417,3492.2670249229845,0,0,9.97116207008127E-2,0,0,0,0,0,null,0,0,null,0,0]
[7332,1.6808530346708399,3496.6757030096846,0,0,0.79057070698501497,0,0,0,0,0,null,0,0,null,0,0]
[7335,1.5455301208626,3499.2895719237704,0,0,0.51280262074703697,0,0,0,0,0,null,0,0,null,0,0]
[7338,0,3499.4462616134433,0,0,0,0,0,0,0,0,null,0,0,null,0,0]
[7339,0,3499.4462616134433,0,0,0,0,0,0,0,0,null,0,0,null,0,0]
[7342,0,3499.4462616134433,0,0,0,0,0,0,0,0,null,0,0,null,0,0]
[7346,0,3499.4462616134433,0,0,0,0,0,0,0,0,null,0,0,null,0,0]
[7350,0,3499.4462616134433,0,0,0,0,0,0,0,0,null,0,0,null,0,0]
[7353,0.56924348241010503,3500.9559943276613,0,0,0.61874291566315798,0,0,0,0,0,null,0,0,null,0,0]
[7357,0.73424159325361404,3505.0149478544117,0,0,0.87448998747059603,0,0,0,0,0,null,0,0,null,0,0]
[7359,0.18149792192785999,3505.5429418091112,0,0,0.34649603277136898,0,0,0,0,0,null,0,0,null,0,0]
[7364,0,3505.6336907700752,0,0,0,0,0,0,0,0,null,0,0,null,0,0]
[7365,0,3505.6336907700752,0,0,0,0,0,0,0,0,null,0,0,null,0,0]
[7368,0,3505.6336907700752,0,0,0,0,0,0,0,0,{"$f":"SUM(K7438:K7461)","v":0},0,0,null,0,0]
[7371,0,3505.6336907700752,0,0,0,0,0,0,0,0,null,0,0,null,0,0]
[7375,0.20379138875168401,3505.8374821588268,0,0,9.0748960963929703E-2,0,0,0,0,0,null,0,0,null,0,0]
[7380,0.84146121807147101,3509.2756401045403,0,0,0.53942639734490305,0,0,0,0,0,null,0,0,null,0,0]
[7383,0.69683507121543697,3511.7474324326254,0,0,1.0255308595246,0,0,0,0,0,null,0,0,null,0,0]
[7386,0,3512.168163041661,0,0,0,0,0,0,0,0,null,0,0,null,0,0]
[7389,0,3512.168163041661,0,0,0,0,0,0,0,0,null,0,0,null,0,0]
[7390,0,3512.168163041661,0,0,0,0,0,0,0,0,null,0,0,null,0,0]
[7393,0,3512.168163041661,0,0,0,0,0,0,0,0,null,0,0,null,0,0]
[7397,0,3512.168163041661,0,0,0,0,0,0,0,0,null,0,0,null,0,0]
[7401,0.181010170086293,3512.4569173606078,0,0,9.4814850997581399E-2,0,0,0,0,0,null,0,0,null,0,0]
[7404,1.9523239773593,3516.0383328687435,0,0,1.3058590841939699,0,0,0,0,0,null,0,0,null,0,0]
[7408,0.44390589330686098,3521.1281664609314,0,0,1.0429633609733999,0,0,0,0,0,null,0,0,null,0,0]
[7411,0,3521.2100520140657,0,0,0,0,0,0,0,0,null,0,0,null,0,0]
[7414,0,3521.2100520140657,0,0,0,0,0,0,0,0,null,0,0,null,0,0]
[7416,0,3521.2100520140657,0,0,0,0,0,0,0,0,{"$f":"SUM(K7486:K7509)","v":0},0,0,null,0,0]
[7419,0,3521.2100520140657,0,0,0,0,0,0,0,0,null,0,0,null,0,0]
[7423,8.6604585365812906E-2,3521.2966565994316,0,0,8.1885553134275701E-2,0,0,0,0,0,null,0,0,null,0,0]
[7426,0.79181335191600399,3523.3937247736467,{"$f":"IF($I$5<C7519,$I$5,0)","v":0},0,1.0825573170726599,0,0,0,0,{"$f":"SUM(G7519:J7519)","v":0},null,0,{"$f":"IF(M7519<$Q$88,M7519,$Q$88)","v":0},null,0,0]
[7429,0.81037147735153503,3526.0970250454225,0,0,0.85985981184628402,0,0,0.33333333333333298,0,0.33333333333333298,null,0.33333333333333298,0.33333333333333298,null,0.33333333333333298,0.33333333333333298]
[7431,0.73613897560941,3527.4703263276515,0,0,0.427162306619909,0,0,0,0,0,null,0,0,null,0,0]
[7437,0,3527.884791129045,0,0,0,0,0,0,0,0,null,0,0,null,0,0]
[7438,0,3527.884791129045,0,0,0,0,0,0,0,0,null,0,0,null,0,0]
[7441,0,3527.884791129045,0,0,0,0,0,0,0,0,null,0,0,null,0,0]
[7444,0,3527.884791129045,0,0,0,0,0,0,0,0,null,0,0,null,0,0]
[7448,0.61422369301325996,3528.6563160117321,0,0,0.15730118967412801,0,0,0,0,0,null,0,0,null,0,0]
[7452,1.52806869969153,3534.4090452341002,0,0,1.5393044989539599,0,0,0,0,0,null,0,0,null,0,0]
[7455,0.93631660520314097,3538.4764045671022,0,0,1.24717371813058,0,0,0,0,0,null,0,0,null,0,0]
[7459,0,3539.0269587309617,0,0,0,0,0,0,0,0,null,0,0,null,0,0]
[7462,0,3539.0269587309617,0,0,0,0,0,0,0,0,null,0,0,null,0,0]
[7463,0,3539.0269587309617,0,0,0,0,0,0,0,0,null,0,0,null,0,0]
[7469,0,3539.0269587309617,0,0,0,0,0,0,0,0,null,0,0,null,0,0]
[7470,0,3539.0269587309617,0,0,0,0,0,0,0,0,null,0,0,null,0,0]
[7474,1.2596591192931801,3541.9993917606612,0,0,0.85638695520291697,0,0,0,0,0,null,0,0,null,0,0]
[7477,1.57230832516091,3546.5033527843211,0,0,1.0124175962712501,0,0,0.21,0,0.21,null,0.21000000000000002,0.21000000000000002,null,0.21000000000000002,0.21000000000000002]
[7480,0.303586910045479,3548.9864218396183,0,0,0.67967218666898199,0,0,0,0,0,null,0,0,null,0,0]
[7484,0,3549.0634513541077,0,0,0,0,0,0,0,0,null,0,0,null,0,0]
[7486,0,3549.0634513541077,0,0,0,0,0,0,0,0,null,0,0,null,0,0]
[7489,0,3549.0634513541077,0,0,0,0,0,0,0,0,null,0,0,null,0,{"$f":"IF(P7582<$D$7, P7582,$D$7)","v":0}]
[7492,0,3549.0634513541077,0,0,0,0,0,0,0,0,null,0,0,null,0,0]
[7495,0.18265739230965,3549.2461087464171,0,0,7.7029514489151199E-2,0,0,0,0,0,null,0,0,null,0,0]
[7499,1.6178226175997601,3554.2822339915265,0,0,1.4743060950707501,0,0,0,0,0,null,0,0,null,0,0]
[7502,1.4395142108212899,3558.9834873507343,0,0,1.5699837767567499,0,0,0,0,0,null,0,0,null,0,0]
[7507,0,3560.3447198219947,0,0,0,0,0,0,0,0,null,0,0,null,0,0]
[7510,0,3560.3447198219947,0,0,0,0,0,0,0,0,null,0,0,null,0,0]
[7513,0,3560.3447198219947,0,0,0,0,0,0,0,0,null,0,0,null,0,0]
[7514,0,3560.3447198219947,0,0,0,0,0,0,0,0,null,0,0,null,0,0]
[7517,0,3560.3447198219947,0,0,0,0,0,0,0,0,null,0,0,null,0,0]
[7520,0.61570489398266204,3561.111209587973,0,0,0.15078487199575399,0,0,0,0,0,null,0,0,null,0,0]
[7525,1.94344946127861,3569.9991400983895,0,0,2.0607265839419702,0,0,0,0,0,null,0,0,null,0,0]
[7528,0.54868939531788297,3573.2787110642971,0,0,1.1266980713016099,0,0,0,0,0,null,0,0,null,0,0]
[7532,0,3573.3582919689616,0,0,0,0,0,0,0,0,null,0,0,null,0,0]
[7535,0,3573.3582919689616,0,0,0,0,0,0,0,0,null,0,0,null,0,0]
[7538,0,3573.3582919689616,0,0,0,0,0,0,0,0,null,0,0,null,0,0]
[7541,0,3573.3582919689616,0,0,0,0,0,0,0,0,null,0,0,null,0,0]
[7543,0.131070786583835,3573.4893627555452,0,0,7.9580904664425398E-2,0,0,0,0,0,null,0,0,null,0,0]
[7546,1.6447269671326501,3576.9521683752923,0,0,1.1965494388137199,0,0,0,0,0,null,0,0,null,0,0]
[7550,1.59821797834483,3584.3893784914526,0,0,1.9153247200799199,0,0,0.33333333333333298,0,0.33333333333333298,null,0.33333333333333298,0.33333333333333298,null,0.33333333333333298,0.33333333333333298]
[7553,7.1877528126619405E-2,3586.1313515260504,0,0,0.54119550589454601,0,0,0,0,0,null,0,0,null,0,{"$f":"IF(P7646<$D$7, P7646,$D$7)","v":0}]
[7557,0,3586.1313515260504,0,0,0,0,0,0,0,0,null,0,0,null,0,0]
[7558,0,3586.1313515260504,0,0,0,0,0,0,0,0,null,0,0,null,0,0]
[7564,0,3586.1313515260504,0,0,0,0,0,0,0,0,null,0,0,null,0,0]
[7565,0,3586.1313515260504,0,0,0,0,0,0,0,0,null,0,0,null,0,0]
[7568,0.63416806532514602,3586.899255713995,0,0,0.133736122619588,0,0,0,0,0,null,0,0,null,0,0]
[7572,2.0491825240098298,3593.8233356109126,0,0,1.9758433599926299,0,0,0,0,0,null,0,0,null,0,0]
[7575,1.1389140765023,3598.5213561764845,0,0,1.6177756768498599,0,0,0,0,0,null,0,0,null,0,0]
[7579,0,3599.1080694886218,0,0,0,0,0,0,0,0,null,0,0,null,0,0]
[7583,0,3599.1080694886218,0,0,0,0,0,0,0,0,null,0,0,null,0,0]
[7586,0,3599.1080694886218,0,0,0,0,0,0,0,0,null,0,0,null,0,0]
[7589,0,3599.1080694886218,0,0,0,0,0,0,0,0,null,0,0,null,0,0]
[7590,0,3599.1080694886218,0,0,0,0,0,0,0,0,null,0,0,null,0,0]
[7596,1.9722527414086799,3606.6080581245296,0,0,1.5891607379939401,0,0,0.21,0,0.21,null,0.21000000000000002,0.21000000000000002,null,0.21000000000000002,0.21000000000000002]
[7598,1.39324276227953,3609.9735536282178,0,0,1.9722527414086799,0,0,0,0,0,null,0,0,null,0,0]
[7601,3.61881236955722E-2,3611.3803669368831,0,0,0.41616342249908,0,0,0,0,0,null,0,0,null,0,0]
[7604,0,3611.3803669368831,0,0,0,0,0,0,0,0,null,0,0,null,0,0]
[7608,0,3611.3803669368831,0,0,0,0,0,0,0,0,{"$f":"SUM(K7678:K7701)","v":0.543333333333333},0,0,null,0,0]
[7611,0,3611.3803669368831,0,0,0,0,0,0,0,0,null,0,0,null,0,0]
[7613,0,3611.3803669368831,0,0,0,0,0,0,0,0,null,0,0,null,0,0]
[7616,0.48458353177229602,3611.9771225824916,0,0,0.11217211383618,0,0,0,0,0,null,0,0,null,0,0]
[{"$f":"A7711+1","v":7619},1.9203865888753899,{"$f":"IF(C7711+B7712-D7711>=0,C7711+B7712-D7711,0)","v":3616.5492579424545},0,{"$f":"IF(E7711+D7712-F7711>=0,E7711+D7712-F7711,0)","v":0},1.60630467013409,0,0,0,0,0,null,{"$f":"IF(M7711+K7712-N7711>=0,M7711+K7712-N7711,0)","v":0},0,null,{"$f":"IF(P7711+N7712-Q7711>0,P7711+N7712-Q7711,0)","v":0},0]
[7623,0.72238841310499702,3622.4674586684509,0,0,1.40888174978241,0,0,0.33333333333333298,0,0.33333333333333298,null,0.33333333333333298,0.33333333333333298,null,0.33333333333333298,0.33333333333333298]
[7626,0,3622.81743566362,0,0,0,0,0,0,0,0,null,0,0,null,0,0]
[7630,0,3622.81743566362,0,0,0,0,0,0,0,0,null,0,0,null,0,0]
[7634,0,3622.81743566362,0,0,0,0,0,0,0,0,null,0,0,null,0,0]
[7637,0,3622.81743566362,0,0,0,0,0,0,0,0,null,0,0,null,0,0]
[7638,0,3622.81743566362,0,0,0,0,0,0,0,0,null,0,0,null,0,0]
[7641,1.2034265767611001,3624.7322210613111,0,0,0.65252463273268502,0,0,0,0,0,null,0,0,null,0,0]
[7644,1.30504926546537,3630.0807836246931,0,0,2.2143049012404199,0,0,0,0,0,null,0,0,null,0,0]
[7647,0.26742812816913297,3632.5304252787228,0,0,0.65252463273268502,0,0,0,0,0,null,0,0,null,0,0]
[7652,0,3632.6801850304973,0,0,0,0,0,0,0,0,null,0,0,null,0,0]
[7655,0,3632.6801850304973,0,0,0,0,0,0,0,0,null,0,0,null,0,0]
[7659,0,3632.6801850304973,0,0,0,0,0,0,0,0,null,0,0,null,0,0]
[7662,0,3632.6801850304973,0,0,0,0,0,0,0,0,null,0,0,null,0,0]
[7663,2.6464020711049901E-2,3632.7066490512084,0,0,1.6045687690148101E-2,0,0,0,0,0,null,0,0,null,0,0]
[7668,1.4202357781596799,3636.4116119507553,0,0,1.3232010355524999,0,0,0,0,0,null,0,0,null,0,0]
[7670,1.07620350891603,3638.8639445366457,0,0,1.3761290769746,0,0,0,0,0,null,0,0,null,0,0]
[7674,0,3639.9930760869838,0,0,0,0,0,0,0,0,null,0,0,null,0,0]
[7677,0,3639.9930760869838,0,0,0,0,0,0,0,0,null,0,0,null,0,0]
[7681,0,3639.9930760869838,0,0,0,0,0,0,0,0,null,0,0,null,0,{"$f":"IF(P7774<$D$7, P7774,$D$7)","v":0}]
[7685,0,3639.9930760869838,0,0,0,0,0,0,0,0,null,0,0,null,0,0]
[7688,0.37036935626867601,3640.4063868178923,0,0,0,0,0,0,0,0,null,0,0,null,0,0]
[7689,0.92323955475669806,3641.3296263726488,0,0,0.11697492421165499,0,0,0,0,0,null,0,0,null,0,0]
[7692,1.78743471938361,3645.9619271619226,0,0,1.5780955180143601,0,0,0,0,0,null,0,0,null,0,0]
[7695,0.73000336887738904,3649.6763560682693,0,0,0.955445585736583,0,0,0,0,0,null,0,0,null,0,0]
[7699,0,3650.1809172202875,0,0,0,0,0,0,0,0,null,0,0,null,0,0]
[7702,0,3650.1809172202875,0,0,0,0,0,0,0,0,null,0,0,null,0,0]
[7707,0,3650.1809172202875,0,0,0,0,0,0,0,0,null,0,0,null,0,0]
[7710,0,3650.1809172202875,0,0,0,0,0,0,0,0,null,0,0,null,0,0]
[7713,1.23568859494759,3652.1036486740259,0,0,0.60301603433442397,0,0,0,0,0,null,0,0,null,0,0]
[7714,1.75962055920537,3653.8632692332312,0,0,1.23568859494759,0,0,0,0,0,null,0,0,null,0,0]
[7717,1.9622734887767701,3660.110910769286,0,0,2.16986917272797,0,0,0.33333333333333298,0,0.33333333333333298,null,0.33333333333333298,0.33333333333333298,null,0.33333333333333298,0.33333333333333298]
[7723,0,3663.3780714143272,0,0,0,0,0,0,0,0,null,0,0,null,0,0]
[7725,0,3663.3780714143272,0,0,0,0,0,0,0,0,null,0,0,null,0,0]
[7728,0,3663.3780714143272,0,0,0,0,0,0,0,0,{"$f":"SUM(K7798:K7821)","v":0.543333333333333},0,0,null,0,0]
[7732,0,3663.3780714143272,0,0,0,0,0,0,0,0,null,0,0,null,0,0]
[7735,0,3663.3780714143272,0,0,0,0,0,0,0,0,null,0,0,null,0,0]
[7736,0.14724660626059599,3663.5253180205877,0,0,2.9656526278742101E-2,0,0,0,0,0,null,0,0,null,0,0]
[7740,1.4647162412238199,3667.7877197807629,0,0,1.2089721356133101,0,0,0,0,0,null,0,0,null,0,0]
[7743,1.35621874187391,3672.0501215409381,0,0,1.6119628474844201,0,0,0,0,0,null,0,0,null,0,0]
[{"$f":"A7839+1","v":7747},0,{"$f":"IF(C7839+B7840-D7839>=0,C7839+B7840-D7839,0)","v":3672.5228606452483},0,{"$f":"IF(E7839+D7840-F7839>=0,E7839+D7840-F7839,0)","v":0},0,0,0,0,0,0,null,{"$f":"IF(M7839+K7840-N7839>=0,M7839+K7840-N7839,0)","v":0},0,null,{"$f":"IF(P7839+N7840-Q7839>0,P7839+N7840-Q7839,0)","v":0},0]
[7750,0,3672.5228606452483,0,0,0,0,0,0,0,0,null,0,0,null,0,0]
[7753,0,3672.5228606452483,0,0,0,0,0,0,0,0,null,0,0,null,0,0]
[7757,0,3672.5228606452483,0,0,0,0,0,0,0,0,null,0,0,null,0,0]
[7761,1.3577571709408001,3674.6307598995818,0,0,0.645122191717727,0,0,0,0,0,null,0,0,null,0,0]
[7764,0.93767760424088298,3679.1916237666092,0,0,1.7703353168067899,0,0,0.33333333333333298,0,0.33333333333333298,null,0.33333333333333298,0.33333333333333298,null,0.33333333333333298,0.33333333333333298]
[7765,0.99768897091229902,3680.1893127375215,0,0,0.60434427090755005,0,0,0.21,0,0.21,null,0.21000000000000002,0.21000000000000002,null,0.21000000000000002,0.21000000000000002]
[7768,0.42007956669991497,3681.2770187584406,0,0,0.247546887519593,0,0,0,0,0,null,0,0,null,0,0]
[7772,0,3681.2995230209422,0,0,0,0,0,0,0,0,null,0,0,null,0,0]
[7774,0,3681.2995230209422,0,0,0,0,0,0,0,0,null,0,0,null,0,0]
[7779,0,3681.2995230209422,0,0,0,0,0,0,0,0,null,0,0,null,0,0]
[7783,4.7019396917132902E-2,3681.3465424178594,0,0,2.2504262501781499E-2,0,0,0,0,0,null,0,0,null,0,0]
[7786,1.3224205382943599,3683.6152283191113,0,0,0.63476185838129495,0,0,0,0,0,null,0,0,null,0,0]
[7787,2.36860211970057,3685.9838304388118,0,0,1.3224205382943599,0,0,0,0,0,null,0,0,null,0,0]
[7791,0.48782624301525401,3690.732789527442,0,0,0.89924596604016704,0,0,0,0,0,null,0,0,null,0,0]
[7794,0,3690.914989690496,0,0,0,0,0,0,0,0,null,0,0,null,0,0]
[7798,0,3690.914989690496,0,0,0,0,0,0,0,0,null,0,0,null,0,0]
[7801,0,3690.914989690496,0,0,0,0,0,0,0,0,null,0,0,null,0,0]
[7804,0,3690.914989690496,0,0,0,0,0,0,0,0,null,0,0,null,0,0]
[7808,0.55617434516735698,3691.5262804122112,0,0,5.5116376548116401E-2,0,0,0,0,0,null,0,0,null,0,0]
[7812,2.0443165119665001,3698.1202032792403,0,0,1.9892001354183899,0,0,0.33333333333333298,0,0.33333333333333298,null,0.33333333333333298,0.33333333333333298,null,0.33333333333333298,0.33333333333333298]
[7813,1.8939991213807299,3700.0142024006209,0,0,1.71098317863317,0,0,0.21,0,0.21,null,0.21000000000000002,0.21000000000000002,null,0.21000000000000002,0.21000000000000002]
[7816,0.30564536085773703,3702.7850529670854,0,0,0.94699956069036495,0,0,0,0,0,null,0,0,null,0,0]
[7819,0,3702.7850529670854,0,0,0,0,0,0,0,0,null,0,0,null,0,0]
[7823,0,3702.7850529670854,0,0,0,0,0,0,0,0,null,0,0,null,0,0]
[7826,0,3702.7850529670854,0,0,0,0,0,0,0,0,null,0,0,null,0,0]
[7829,0,3702.7850529670854,0,0,0,0,0,0,0,0,null,0,0,null,0,0]
[7834,1.15641627332922,3705.0780612347726,0,0,0.80618734483522403,0,0,0,0,0,null,0,0,null,0,0]
[7837,2.1278059429257601,3709.5583482822994,0,0,1.19606483127193,0,0,0,0,0,null,0,0,null,0,0]
[7838,1.79740129340312,3711.3557495757027,0,0,2.1278059429257601,0,0,0,0,0,null,0,0,null,0,0]
[7841,0,3712.8425704985548,0,0,0,0,0,0,0,0,null,0,0,null,0,0]
[7846,0,3712.8425704985548,0,0,0,0,0,0,0,0,null,0,0,null,0,0]
[7849,0,3712.8425704985548,0,0,0,0,0,0,0,0,null,0,0,null,0,0]
[7852,0,3712.8425704985548,0,0,0,0,0,0,0,0,null,0,0,null,0,0]
[7856,0.348024968744921,3713.2362380861514,0,0,4.5642618851792501E-2,0,0,0,0,0,null,0,0,null,0,0]
[7859,1.46056380325737,3716.6023812264707,0,0,1.17529743543367,0,0,0.33333333333333298,0,0.33333333333333298,null,0.33333333333333298,0.33333333333333298,null,0.33333333333333298,0.33333333333333298]
[7862,1.47197445797032,3722.1308434348939,0,0,1.9169899917753099,0,0,0,0,0,null,0,0,null,0,0]
[7863,0.83868312140169599,3722.9695265562955,0,0,1.47197445797032,0,0,0,0,0,null,0,0,null,0,0]
[7867,0,3723.1578023590591,0,0,0,0,0,0,0,0,null,0,0,null,0,0]
[7870,0,3723.1578023590591,0,0,0,0,0,0,0,0,null,0,0,null,0,0]
[7874,0,3723.1578023590591,{"$f":"IF($I$5<C7967,$I$5,0)","v":0},0,0,0,0,0,0,{"$f":"SUM(G7967:J7967)","v":0},null,0,{"$f":"IF(M7967<$Q$88,M7967,$Q$88)","v":0},null,0,0]
[7877,0,3723.1578023590591,0,0,0,0,0,0,0,0,null,0,0,null,0,0]
[7881,0.85643922590287203,3724.2838613412646,0,0,0.24582977780545401,0,0,0,0,0,null,0,0,null,0,0]
[7884,1.34016878868135,3727.6937582592113,0,0,1.49876864533003,0,0,0,0,0,null,0,0,null,0,0]
[7888,0.13480987815137799,3730.5168357075581,0,0,0.54716950543794596,0,0,0,0,0,null,0,0,null,0,0]
[7889,0,3730.5168357075581,0,0,0,0,0,0,0,0,null,0,0,null,0,0]
[7892,0,3730.5168357075581,0,0,0,0,0,0,0,0,null,0,0,null,0,0]
[7896,0,3730.5168357075581,0,0,0,0,0,0,0,0,{"$f":"SUM(K7966:K7989)","v":0},0,0,null,0,0]
[7901,0,3730.5168357075581,0,0,0,0,0,0,0,0,null,0,0,null,0,0]
[7903,0,3730.5168357075581,0,0,0,0,0,0,0,0,null,0,0,null,0,0]
[7907,1.46885364971915,3733.6006168506151,0,0,1.0793234000698699,0,0,0,0,0,null,0,0,null,0,0]
[7910,0.69790836395495504,3736.9359696132369,0,0,0.80440169179499199,0,0,0,0,0,null,0,0,null,0,0]
[7913,0,3737.3904215711614,0,0,0,0,0,0,0,0,null,0,0,null,0,0]
[7914,0,3737.3904215711614,0,0,0,0,0,0,0,0,null,0,0,null,0,0]
[7918,0,3737.3904215711614,0,0,0,0,0,0,0,0,null,0,0,null,0,0]
[7922,0,3737.3904215711614,0,0,0,0,0,0,0,0,null,0,0,null,0,0]
[7925,0,3737.3904215711614,0,0,0,0,0,0,0,0,null,0,0,null,0,0]
[7928,0.25780989037041802,3737.6482314615319,0,0,0.11361298948104,0,0,0,0,0,null,0,0,null,0,0]
[7932,1.6383402710636299,3742.105847630517,0,0,1.15598628262865,0,0,0,0,0,null,0,0,null,0,0]
[7935,0.15801251345283701,3743.4115299785217,0,0,0.365923715364464,0,0,0,0,0,null,0,0,null,0,0]
[{"$f":"A8031+1","v":7939},0,{"$f":"IF(C8031+B8032-D8031>=0,C8031+B8032-D8031,0)","v":3743.436479322751},0,{"$f":"IF(E8031+D8032-F8031>=0,E8031+D8032-F8031,0)","v":0},0,0,0,0,0,0,null,{"$f":"IF(M8031+K8032-N8031>=0,M8031+K8032-N8031,0)","v":0},0,null,{"$f":"IF(P8031+N8032-Q8031>0,P8031+N8032-Q8031,0)","v":0},0]
[7940,0,3743.436479322751,0,0,0,0,0,0,0,0,null,0,0,null,0,0]
[7943,0,3743.436479322751,0,0,0,0,0,0,0,0,null,0,0,null,0,0]
[7947,0,3743.436479322751,0,0,0,0,0,0,0,0,null,0,0,null,0,0]
[7950,0,3743.436479322751,0,0,0,0,0,0,0,0,null,0,0,null,0,0]
[7952,0.20226331778058801,3743.6387426405317,0,0,2.4949344229395098E-2,0,0,0,0,0,null,0,0,null,0,0]
[7958,0.33980237387138801,3749.9493581552861,0,0,1.1650367104161901,0,0,0,0,0,null,0,0,null,0,0]
[7961,0,3750.1354404076442,0,0,0,0,0,0,0,0,null,0,0,null,0,0]
[7962,0,3750.1354404076442,0,0,0,0,0,0,0,0,null,0,0,null,0,0]
[7965,0,3750.1354404076442,0,0,0,0,0,0,0,0,null,0,0,null,0,0]
[7968,0,3750.1354404076442,0,0,0,0,0,0,0,0,{"$f":"SUM(K8038:K8061)","v":0},0,0,null,0,0]
[7973,0,3750.1354404076442,0,0,0,0,0,0,0,0,null,0,0,null,0,0]
[7976,0.239927749897241,3750.401074702173,0,0,2.5706544631847399E-2,0,0,0,0,0,null,0,0,null,0,0]
[7979,0.97684869601019697,3752.8517652904088,0,0,0.76262749074480396,0,0,0,0,0,null,0,0,null,0,0]
[7983,0.402735865898941,3755.8251556194923,0,0,0.45414895516263598,0,0,0,0,0,null,0,0,null,0,0]
[7986,0,3756.013670280126,0,0,0,0,0,0,0,0,null,0,0,null,0,0]
[7987,0,3756.013670280126,0,0,0,0,0,0,0,0,null,0,0,null,0,0]
[7990,0,3756.013670280126,0,0,0,0,0,0,0,0,null,0,0,null,0,0]
[7994,0,3756.013670280126,0,0,0,0,0,0,0,0,null,0,0,null,0,0]
[7998,0,3756.013670280126,0,0,0,0,0,0,0,0,null,0,0,null,0,0]
[8001,0.83137745446244304,3757.1600416769625,0,0,0.29950243701131402,0,0,0,0,0,null,0,0,null,0,{"$f":"IF(P8094<$D$7, P8094,$D$7)","v":0}]
[8004,1.76603161134258,3761.8694593072091,0,0,1.6214442279578101,0,0,0,0,0,null,0,0,null,0,0]
[8007,0.33048544773662297,3764.1363829252773,0,0,0.42859831503343299,0,0,0,0,0,null,0,0,null,0,0]
[8012,0,3764.2241681223322,0,0,0,0,0,0,0,0,null,0,0,null,0,0]
[8013,0,3764.2241681223322,0,0,0,0,0,0,0,0,null,0,0,null,0,0]
[8016,0,3764.2241681223322,0,0,0,0,0,0,0,0,{"$f":"SUM(K8086:K8109)","v":0},0,0,null,0,0]
[8019,0,3764.2241681223322,0,0,0,0,0,0,0,0,null,0,0,null,0,0]
[8023,0,3764.2241681223322,0,0,0,0,0,0,0,0,null,0,0,null,0,0]
[8028,1.5949295347771899,3769.1387765725176,0,0,1.49292822732051,0,0,0,0,0,null,0,0,null,0,0]
[8031,0.66764492153463895,3772.5604567953828,0,0,0.876773086948201,0,0,0.21,0,0.21,null,0.21000000000000002,0.21000000000000002,null,0.21000000000000002,0.21000000000000002]
[8034,0,3772.7412772949651,0,0,0,0,0,0,0,0,null,0,0,null,0,0]
[8037,0,3772.7412772949651,0,0,0,0,0,0,0,0,null,0,0,null,0,0]
[8038,0,3772.7412772949651,0,0,0,0,0,0,0,0,null,0,0,null,0,0]
[8041,0,3772.7412772949651,0,0,0,0,0,0,0,0,null,0,0,null,0,0]
[8045,0,3772.7412772949651,0,0,0,0,0,0,0,0,null,0,0,null,0,0]
[8049,0.77762613426081395,3773.7893820846211,0,0,0.27047865539506599,0,0,0,0,0,null,0,0,null,0,0]
[8052,1.7049815241867501,3778.3537093944128,0,0,1.5842321244568101,0,0,0,0,0,null,0,0,null,0,0]
[8056,0.135239327697533,3781.9375515783972,0,0,0.68585659046605896,0,0,0,0,0,null,0,0,null,0,0]
[8059,0,3781.9375515783972,0,0,0,0,0,0,0,0,null,0,0,null,0,0]
[8062,0,3781.9375515783972,0,0,0,0,0,0,0,0,null,0,0,null,0,0]
[8064,0,3781.9375515783972,0,0,0,0,0,0,0,0,{"$f":"SUM(K8134:K8157)","v":0},0,0,null,0,0]
[{"$f":"A8159+1","v":8067},0,{"$f":"IF(C8159+B8160-D8159>=0,C8159+B8160-D8159,0)","v":3781.9375515783972},0,{"$f":"IF(E8159+D8160-F8159>=0,E8159+D8160-F8159,0)","v":0},0,0,0,0,0,0,null,{"$f":"IF(M8159+K8160-N8159>=0,M8159+K8160-N8159,0)","v":0},0,null,{"$f":"IF(P8159+N8160-Q8159>0,P8159+N8160-Q8159,0)","v":0},0]
[8071,0,3781.9375515783972,0,0,0,0,0,0,0,0,null,0,0,null,0,0]
[8074,1.42692009066106,3784.5211417425489,0,0,0.87020505528951297,0,0,0,0,0,null,0,0,null,0,0]
[8077,1.6809551068014801,3789.8234470794373,0,0,1.84851011744729,0,0,0,0,0,null,0,0,null,0,0]
[8079,0.70805504498711902,3791.8232972065002,0,0,0.95846174874240198,0,0,0.21,0,0.21,null,0.21000000000000002,0.21000000000000002,null,0.21000000000000002,0.21000000000000002]
[8085,0,3792.0016622178327,0,0,0,0,0,0,0,0,null,0,0,null,0,0]
[8088,0,3792.0016622178327,0,0,0,0,0,0,0,0,{"$f":"SUM(K8158:K8181)","v":0.543333333333333},0,0,null,0,0]
[8089,0,3792.0016622178327,0,0,0,0,0,0,0,0,null,0,0,null,0,0]
[8092,0,3792.0016622178327,0,0,0,0,0,0,0,0,null,0,0,null,0,0]
[8096,0.24324608781861101,3792.2449083056513,0,0,0.17836501133263299,0,0,0,0,0,null,0,0,null,0,0]
[8100,1.84093061917267,3797.8948515272559,0,0,1.71930757526336,0,0,0,0,0,null,0,0,null,0,0]
[8103,0.51966209670339603,3801.4716746822251,0,0,1.3046835619361901,0,0,0,0,0,null,0,0,null,0,0]
[8107,0,3801.5159012436466,0,0,0,0,0,0,0,0,null,0,0,null,0,0]
[8110,0,3801.5159012436466,0,0,0,0,0,0,0,0,null,0,0,null,0,0]
[8113,0,3801.5159012436466,0,0,0,0,0,0,0,0,null,0,0,null,0,0]
[8117,0,3801.5159012436466,0,0,0,0,0,0,0,0,null,0,0,null,0,0]
[8118,0,3801.5159012436466,0,0,0,0,0,0,0,0,null,0,0,null,0,0]
[8122,1.39822623102579,3803.9500602693192,0,0,0.76987355230569599,0,0,0,0,0,null,0,0,null,0,0]
[8125,1.2736878622704499,3808.869325835155,0,0,1.88505803616027,0,0,0,0,0,null,0,0,null,0,0]
[8128,3.39650096605454E-2,3809.9109194647453,0,0,0,0,0,0,0,0,null,0,0,null,0,0]
[8132,0,3809.9109194647453,0,0,0,0,0,0,0,0,null,0,0,null,0,0]
[8134,0,3809.9109194647453,0,0,0,0,0,0,0,0,null,0,0,null,0,0]
[8137,0,3809.9109194647453,0,0,0,0,0,0,0,0,null,0,0,null,0,0]
[8140,0,3809.9109194647453,0,0,0,0,0,0,0,0,null,0,0,null,0,0]
[8143,0,3809.9109194647453,0,0,0,0,0,0,0,0,null,0,0,null,0,0]
[8147,1.5735132935609699,3813.0930430026533,0,0,1.0061125891914,0,0,0,0,0,null,0,0,null,0,0]
[8150,0.83062783526266804,3816.6378350320138,0,0,1.1055539497510201,0,0,0,0,0,null,0,0,null,0,0]
[8155,0,3817.0765469168359,0,0,0,0,0,0,0,0,null,0,0,null,0,0]
[8158,0,3817.0765469168359,0,0,0,0,0,0,0,0,null,0,0,null,0,0]
[8161,0,3817.0765469168359,0,0,0,0,0,0,0,0,null,0,0,null,0,0]
[8162,0,3817.0765469168359,0,0,0,0,0,0,0,0,null,0,0,null,0,0]
[8165,0,3817.0765469168359,0,0,0,0,0,0,0,0,null,0,0,null,0,0]
[8168,5.1819050526006799E-2,3817.1283659673618,0,0,6.4344409773869099E-2,0,0,0,0,0,null,0,0,null,0,0]
[8173,1.3991143642021799,3822.085721801016,0,0,1.2954762631501699,0,0,0,0,0,null,0,0,null,0,0]
[8176,0.13818413473601801,3824.1930298557404,0,0,0.67364765683808803,0,0,0,0,0,null,0,0,null,0,0]
[8180,0,3824.1930298557404,0,0,0,0,0,0,0,0,null,0,0,null,0,0]
[8183,0,3824.1930298557404,0,0,0,0,0,0,0,0,null,0,0,null,0,0]
[8186,0,3824.1930298557404,0,0,0,0,0,0,0,0,null,0,0,null,0,0]
[8189,0,3824.1930298557404,0,0,0,0,0,0,0,0,null,0,0,null,0,0]
[8191,0,3824.1930298557404,0,0,0,0,0,0,0,0,null,0,0,null,0,0]
[8194,0.98591141727693499,3826.0637335705737,{"$f":"IF($I$5<C8287,$I$5,0)","v":0},0,0.60671471832426704,0,0,0,0,{"$f":"SUM(G8287:J8287)","v":0},null,0,{"$f":"IF(M8287<$Q$88,M8287,$Q$88)","v":0},null,0,0]
[8198,1.0027646038970499,3831.9117893277548,0,0,0.96129647009823904,0,0,0,0,0,null,0,0,null,0,0]
[8201,0,3832.1730137203667,0,0,0,0,0,0,0,0,null,0,0,null,0,0]
[8205,0,3832.1730137203667,0,0,0,0,0,0,0,0,null,0,0,null,0,0]
[8206,0,3832.1730137203667,0,0,0,0,0,0,0,0,null,0,0,null,0,0]
[8212,0,3832.1730137203667,0,0,0,0,0,0,0,0,null,0,0,null,0,0]
[8213,0,3832.1730137203667,0,0,0,0,0,0,0,0,null,0,0,null,0,0]
[8216,0.20325730714649401,3832.3762710275132,0,0,2.5279779930178201E-2,0,0,0,0,0,null,0,0,null,0,0]
[8219,1.5695980940756999,3835.8598754305522,0,0,1.1743755524019699,0,0,0,0,0,null,0,0,null,0,0]
[8223,0.36134632381598902,3839.4507545234742,0,0,0.54766552203360797,0,0,0,0,0,null,0,0,null,0,0]
[8227,0,3839.495922813951,0,0,0,0,0,0,0,0,null,0,0,null,0,0]
[8231,0,3839.495922813951,0,0,0,0,0,0,0,0,null,0,0,null,0,0]
[8234,0,3839.495922813951,0,0,0,0,0,0,0,0,null,0,0,null,0,0]
[8237,0,3839.495922813951,0,0,0,0,0,0,0,0,null,0,0,null,0,0]
[8238,0,3839.495922813951,0,0,0,0,0,0,0,0,null,0,0,null,0,0]
[8244,0.98122997423476299,3844.4589555821822,0,0,1.42207242642719,0,0,0,0,0,null,0,0,null,0,0]
[8246,0.62571186762796505,3845.397523383624,0,0,0.31285593381398202,0,0,0,0,0,null,0,0,null,0,0]
[8249,0,3846.0232352512521,0,0,0,0,0,0,0,0,null,0,0,null,0,0]
[8252,0,3846.0232352512521,0,0,0,0,0,0,0,0,null,0,0,null,0,0]
[8256,0,3846.0232352512521,0,0,0,0,0,0,0,0,{"$f":"SUM(K8326:K8349)","v":0},0,0,null,0,0]
[8257,0,3846.0232352512521,0,0,0,0,0,0,0,0,null,0,0,null,0,{"$f":"IF(P8350<$D$7, P8350,$D$7)","v":0}]
[8261,0,3846.0232352512521,0,0,0,0,0,0,0,0,null,0,0,null,0,0]
[8262,0,3846.0232352512521,0,0,0,0,0,0,0,0,null,0,0,null,0,0]
[8263,0,3846.0232352512521,0,0,0,0,0,0,0,0,null,0,0,null,0,0]
[8264,5.7294084068667803E-2,3846.080529335321,0,0,0.15642796690699201,0,0,0,0,0,null,0,0,null,0,0]
[8265,0.42015661650356401,3846.5006859518244,0,0,5.7294084068667303E-2,0,0,0,0,0,null,0,0,null,0,0]
[8266,0.82121520498423795,3847.3219011568085,0,0,0.42015661650356301,0,0,0,0,0,null,0,0,null,0,0]
[8267,1.2700188635221401,3848.5919200203307,0,0,0.82121520498423894,0,0,0.33333333333333298,0,0.33333333333333298,null,0.33333333333333298,0.33333333333333298,null,0.33333333333333298,0.33333333333333298]
[8268,1.11723463933902,3849.7091546596698,0,0,0.93668553018880196,0,0,0.21,0,0.21,null,0.21000000000000002,0.21000000000000002,null,0.21000000000000002,0.21000000000000002]
[8269,0.84986224701857205,3850.5590169066886,0,0,0.90723463933902204,0,0,0,0,0,null,0,0,null,0,0]
[8270,0.63978393876678996,3851.1988008454555,0,0,0.84986224701857205,0,0,0,0,0,null,0,0,null,0,0]
[8271,1.11723463933902,3852.3160354847946,0,0,0.63978393876678996,0,0,0,0,0,null,0,0,null,0,0]
[8272,0.105039154125891,3852.4210746389203,0,0,1.11723463933902,0,0,0,0,0,null,0,0,null,0,0]
[8273,0,3852.4210746389203,0,0,0,0,0,0,0,0,null,0,0,null,0,0]
[8274,0,3852.4210746389203,0,0,0,0,0,0,0,0,null,0,0,null,0,0]
[8275,0,3852.4210746389203,0,0,0,0,0,0,0,0,null,0,0,null,0,0]
[8276,0,3852.4210746389203,0,0,0,0,0,0,0,0,null,0,0,null,0,0]
[8277,0,3852.4210746389203,0,0,0,0,0,0,0,0,null,0,0,null,0,0]
[8278,0,3852.4210746389203,0,0,0,0,0,0,0,0,null,0,0,null,0,0]
[8279,0,3852.4210746389203,0,0,0,0,0,0,0,0,null,0,0,null,0,0]
[8280,0,3852.4210746389203,0,0,0,0,0,0,0,0,{"$f":"SUM(K8350:K8373)","v":0.543333333333333},0,0,null,0,0]
[8281,0,3852.4210746389203,0,0,0,0,0,0,4.2717058207925698,4.2717058207925698,null,4.2717058207925698,1.125,null,1.125,0.5]
[8282,0,3852.4210746389203,0,0,0,0,0,0,0,0,null,3.1467058207925698,1.125,null,1.75,0.5]
[8283,0,3852.4210746389203,0,0,0,0,0,0,0,0,null,2.0217058207925698,1.125,null,2.375,0.5]
[8284,0,3852.4210746389203,0,0,0,0,0,0,0,0,null,0.89670582079256977,0.89670582079256977,null,2.7717058207925698,0.5]
[8285,0,3852.4210746389203,0,0,0,0,0,0,0,0,null,0,0,null,2.2717058207925698,0.5]
[8286,0,3852.4210746389203,0,0,0,0,0,0,0,0,null,0,0,null,1.7717058207925698,0.5]
[8287,0,3852.4210746389203,0,0,0,0,0,0,0,0,null,0,0,null,1.2717058207925698,0.5]
[8288,0,3852.4210746389203,0,0,0,0,0,0,0,0,null,0,0,null,0.77170582079256977,0.5]
[8289,0,3852.4210746389203,0,0,0,0,0,0,0,0,null,0,0,null,0.27170582079256977,0.27170582079256977]
[8290,0,3852.4210746389203,0,0,0,0,0,0,0,0,null,0,0,null,0,0]
[8291,0,3852.4210746389203,0,0,0,0,0,0,0,0,null,0,0,null,0,0]
[8292,0,3852.4210746389203,0,0,0,0,0,0,0,0,null,0,0,null,0,0]
[8293,0,3852.4210746389203,0,0,0,0,0,0,0,0,null,0,0,null,0,0]
[8294,0,3852.4210746389203,0,0,0,0,0,0,0,0,null,0,0,null,0,0]
[8295,0,3852.4210746389203,0,0,0,0,0,0,0,0,null,0,0,null,0,0]
[8296,0,3852.4210746389203,0,0,0,0,0,0,0,0,null,0,0,null,0,0]
[8297,0,3852.4210746389203,0,0,0,0,0,0,0,0,null,0,0,null,0,0]
[8298,0,3852.4210746389203,0,0,0,0,0,0,0,0,null,0,0,null,0,0]
[8299,0,3852.4210746389203,0,0,0,0,0,0,0,0,null,0,0,null,0,0]
[8300,0,3852.4210746389203,0,0,0,0,0,0,0,0,null,0,0,null,0,0]
[8301,0,3852.4210746389203,0,0,0,0,0,0,0,0,null,0,0,null,0,0]
[8302,0,3852.4210746389203,0,0,0,0,0,0,0,0,null,0,0,null,0,0]
[8303,0,3852.4210746389203,0,0,0,0,0,0,0,0,null,0,0,null,0,0]
[8304,0,3852.4210746389203,0,0,0,0,0,0,0,0,{"$f":"SUM(K8374:K8397)","v":4.2717058207925698},0,0,null,0,0]
[8305,0,3852.4210746389203,0,0,0,0,0,0,0,0,null,0,0,null,0,0]
[8306,0,3852.4210746389203,0,0,0,0,0,0,0,0,null,0,0,null,0,0]
[8307,0,3852.4210746389203,0,0,0,0,0,0,0,0,null,0,0,null,0,0]
[8308,0,3852.4210746389203,0,0,0,0,0,0,0,0,null,0,0,null,0,0]
[8309,0,3852.4210746389203,0,0,0,0,0,0,0,0,null,0,0,null,0,0]
[8310,0,3852.4210746389203,0,0,0,0,0,0,0,0,null,0,0,null,0,0]
[8311,0,3852.4210746389203,0,0,0,0,0,0,0,0,null,0,0,null,0,0]
[8312,0,3852.4210746389203,0,0,0,0,0,0,0,0,null,0,0,null,0,0]
[8313,0,3852.4210746389203,0,0,0,0,0,0,0,0,null,0,0,null,0,0]
[8314,0,3852.4210746389203,0,0,0,0,0,0,0,0,null,0,0,null,0,0]
[8315,0,3852.4210746389203,0,0,0,0,0,0,0,0,null,0,0,null,0,0]
[8316,0,3852.4210746389203,0,0,0,0,0,0,0,0,null,0,0,null,0,0]
[8317,0,3852.4210746389203,0,0,0,0,0,0,0,0,null,0,0,null,0,0]
[8318,0,3852.4210746389203,0,0,0,0,0,0,0,0,null,0,0,null,0,0]
[8319,0,3852.4210746389203,0,0,0,0,0,0,0,0,null,0,0,null,0,0]
[8320,0,3852.4210746389203,0,0,0,0,0,0,0,0,null,0,0,null,0,0]
[8321,0,3852.4210746389203,0,0,0,0,0,0,0,0,null,0,0,null,0,{"$f":"IF(P8414<$D$7, P8414,$D$7)","v":0}]
[8322,0,3852.4210746389203,{"$f":"IF($I$5<C8415,$I$5,0)","v":0},0,0,0,0,0,0,{"$f":"SUM(G8415:J8415)","v":0},null,0,{"$f":"IF(M8415<$Q$88,M8415,$Q$88)","v":0},null,0,0]
[{"$f":"A8415+1","v":8323},0,{"$f":"IF(C8415+B8416-D8415>=0,C8415+B8416-D8415,0)","v":3852.4210746389203},0,{"$f":"IF(E8415+D8416-F8415>=0,E8415+D8416-F8415,0)","v":0},0,0,0,0,0,0,null,{"$f":"IF(M8415+K8416-N8415>=0,M8415+K8416-N8415,0)","v":0},0,null,{"$f":"IF(P8415+N8416-Q8415>0,P8415+N8416-Q8415,0)","v":0},0]
[8324,0,3852.4210746389203,0,0,0,0,0,0,0,0,null,0,0,null,0,0]
[8325,0,3852.4210746389203,0,0,0,0,0,0,0,0,null,0,0,null,0,0]
[8326,0,3852.4210746389203,0,0,0,0,0,0,0,0,null,0,0,null,0,0]
[8327,0,3852.4210746389203,0,0,0,0,0,0,0,0,null,0,0,null,0,0]
[8328,0,3852.4210746389203,0,0,0,0,0,0,0,0,{"$f":"SUM(K8398:K8421)","v":0},0,0,null,0,0]
[8329,0,3852.4210746389203,0,0,0,0,0,0,0,0,null,0,0,null,0,0]
[8330,0,3852.4210746389203,0,0,0,0,0,0,0,0,null,0,0,null,0,0]
[8331,0,3852.4210746389203,0,0,0,0,0,0,0,0,null,0,0,null,0,0]
[8332,0,3852.4210746389203,0,0,0,0,0,0,0,0,null,0,0,null,0,0]
[8333,0,3852.4210746389203,0,0,0,0,0,0,0,0,null,0,0,null,0,0]
[8334,0,3852.4210746389203,0,0,0,0,0,0,0,0,null,0,0,null,0,0]
[8335,0,3852.4210746389203,0,0,0,0,0,0,0,0,null,0,0,null,0,0]
[8336,0,3852.4210746389203,0,0,0,0,0,0,0,0,null,0,0,null,0,0]
[8337,0,3852.4210746389203,0,0,0,0,0,0,0,0,null,0,0,null,0,0]
[8338,0,3852.4210746389203,0,0,0,0,0,0,0,0,null,0,0,null,0,0]
[8339,0,3852.4210746389203,0,0,0,0,0,0,0,0,null,0,0,null,0,0]
[8340,0,3852.4210746389203,0,0,0,0,0,0,0,0,null,0,0,null,0,0]
[8341,0,3852.4210746389203,0,0,0,0,0,0,0,0,null,0,0,null,0,0]
[8342,0,3852.4210746389203,0,0,0,0,0,0,0,0,null,0,0,null,0,0]
[8343,0,3852.4210746389203,0,0,0,0,0,0,0,0,null,0,0,null,0,0]
[8344,0,3852.4210746389203,0,0,0,0,0,0,0,0,null,0,0,null,0,0]
[8345,0,3852.4210746389203,0,0,0,0,0,0,0,0,null,0,0,null,0,0]
[8346,0,3852.4210746389203,0,0,0,0,0,0,0,0,null,0,0,null,0,0]
[8347,0,3852.4210746389203,0,0,0,0,0,0,0,0,null,0,0,null,0,0]
[8348,0,3852.4210746389203,0,0,0,0,0,0,0,0,null,0,0,null,0,0]
[8349,0,3852.4210746389203,0,0,0,0,0,0,0,0,null,0,0,null,0,0]
[8350,0,3852.4210746389203,0,0,0,0,0,0,0,0,null,0,0,null,0,0]
[8351,0,3852.4210746389203,0,0,0,0,0,0,0,0,null,0,0,null,0,0]
[8352,0,3852.4210746389203,0,0,0,0,0,0,0,0,{"$f":"SUM(K8422:K8445)","v":0},0,0,null,0,0]
[8353,0,3852.4210746389203,0,0,0,0,0,0,0,0,null,0,0,null,0,0]
[8354,0,3852.4210746389203,0,0,0,0,0,0,0,0,null,0,0,null,0,0]
[8355,0,3852.4210746389203,0,0,0,0,0,0,0,0,null,0,0,null,0,0]
[8356,0,3852.4210746389203,0,0,0,0,0,0,0,0,null,0,0,null,0,0]
[8357,0,3852.4210746389203,0,0,0,0,0,0,0,0,null,0,0,null,0,0]
[8358,0,3852.4210746389203,0,0,0,0,0,0,0,0,null,0,0,null,0,0]
[8359,0,3852.4210746389203,0,0,0,0,0,0,0,0,null,0,0,null,0,0]
[8360,0,3852.4210746389203,0,0,0,0,0,0,0,0,null,0,0,null,0,0]
[8361,0,3852.4210746389203,0,0,0,0,0,0,0,0,null,0,0,null,0,0]
[8362,0,3852.4210746389203,0,0,0,0,0,0,0,0,null,0,0,null,0,0]
[8363,0,3852.4210746389203,0,0,0,0,0,0,0,0,null,0,0,null,0,0]
[8364,0,3852.4210746389203,0,0,0,0,0,0,0,0,null,0,0,null,0,0]
[8365,0,3852.4210746389203,0,0,0,0,0,0,0,0,null,0,0,null,0,0]
[8366,0,3852.4210746389203,0,0,0,0,0,0,0,0,null,0,0,null,0,0]
[8367,0,3852.4210746389203,0,0,0,0,0,0,0,0,null,0,0,null,0,0]
[8368,0,3852.4210746389203,0,0,0,0,0,0,0,0,null,0,0,null,0,0]
[8369,0,3852.4210746389203,0,0,0,0,0,0,0,0,null,0,0,null,0,0]
[8370,0,3852.4210746389203,0,0,0,0,0,0,0,0,null,0,0,null,0,0]
[8371,0,3852.4210746389203,0,0,0,0,0,0,0,0,null,0,0,null,0,0]
[8372,0,3852.4210746389203,0,0,0,0,0,0,0,0,null,0,0,null,0,0]
[8373,0,3852.4210746389203,0,0,0,0,0,0,0,0,null,0,0,null,0,0]
[8374,0,3852.4210746389203,0,0,0,0,0,0,0,0,null,0,0,null,0,0]
[8375,0,3852.4210746389203,0,0,0,0,0,0,0,0,null,0,0,null,0,0]
[8376,0,3852.4210746389203,0,0,0,0,0,0,0,0,{"$f":"SUM(K8446:K8469)","v":0},0,0,null,0,0]
[8377,0,3852.4210746389203,0,0,0,0,0,0,0,0,null,0,0,null,0,0]
[8378,0,3852.4210746389203,0,0,0,0,0,0,0,0,null,0,0,null,0,0]
[8379,0,3852.4210746389203,0,0,0,0,0,0,0,0,null,0,0,null,0,0]
[8380,0,3852.4210746389203,0,0,0,0,0,0,0,0,null,0,0,null,0,0]
[8381,0,3852.4210746389203,0,0,0,0,0,0,0,0,null,0,0,null,0,0]
[8382,0,3852.4210746389203,0,0,0,0,0,0,0,0,null,0,0,null,0,0]
[8383,0,3852.4210746389203,0,0,0,0,0,0,0,0,null,0,0,null,0,0]
[8384,0,3852.4210746389203,0,0,0,0,0,0,0,0,null,0,0,null,0,0]
[8385,0,3852.4210746389203,0,0,0,0,0,0,0,0,null,0,0,null,0,{"$f":"IF(P8478<$D$7, P8478,$D$7)","v":0}]
[8386,0,3852.4210746389203,{"$f":"IF($I$5<C8479,$I$5,0)","v":0},0,0,0,0,0,0,{"$f":"SUM(G8479:J8479)","v":0},null,0,{"$f":"IF(M8479<$Q$88,M8479,$Q$88)","v":0},null,0,0]
[{"$f":"A8479+1","v":8387},0,{"$f":"IF(C8479+B8480-D8479>=0,C8479+B8480-D8479,0)","v":3852.4210746389203},0,{"$f":"IF(E8479+D8480-F8479>=0,E8479+D8480-F8479,0)","v":0},0,0,0,0,0,0,null,{"$f":"IF(M8479+K8480-N8479>=0,M8479+K8480-N8479,0)","v":0},0,null,{"$f":"IF(P8479+N8480-Q8479>0,P8479+N8480-Q8479,0)","v":0},0]
[8388,0,3852.4210746389203,0,0,0,0,0,0,0,0,null,0,0,null,0,0]
[8389,0,3852.4210746389203,0,0,0,0,0,0,0,0,null,0,0,null,0,0]
[8390,0,3852.4210746389203,0,0,0,0,0,0,0,0,null,0,0,null,0,0]
[8391,0,3852.4210746389203,0,0,0,0,0,0,0,0,null,0,0,null,0,0]
[8392,0,3852.4210746389203,0,0,0,0,0,0,0,0,null,0,0,null,0,0]
[8393,0,3852.4210746389203,0,0,0,0,0,0,0,0,null,0,0,null,0,0]
[8394,0,3852.4210746389203,0,0,0,0,0,0,0,0,null,0,0,null,0,0]
[8395,0,3852.4210746389203,0,0,0,0,0,0,0,0,null,0,0,null,0,0]
[8396,0,3852.4210746389203,0,0,0,0,0,0,0,0,null,0,0,null,0,0]
[8397,0,3852.4210746389203,0,0,0,0,0,0,0,0,null,0,0,null,0,0]
[8398,0,3852.4210746389203,0,0,0,0,0,0,0,0,null,0,0,null,0,0]
[8399,0,3852.4210746389203,0,0,0,0,0,0,0,0,null,0,0,null,0,0]
[8400,0,3852.4210746389203,0,0,0,0,0,0,0,0,{"$f":"SUM(K8470:K8493)","v":0},0,0,null,0,0]
[8401,0,3852.4210746389203,0,0,0,0,0,0,0,0,null,0,0,null,0,0]
[8402,0,3852.4210746389203,0,0,0,0,0,0,0,0,null,0,0,null,0,0]
[8403,0,3852.4210746389203,0,0,0,0,0,0,0,0,null,0,0,null,0,0]
[8404,0,3852.4210746389203,0,0,0,0,0,0,0,0,null,0,0,null,0,0]
[8405,0,3852.4210746389203,0,0,0,0,0,0,0,0,null,0,0,null,0,0]
[8406,0,3852.4210746389203,0,0,0,0,0,0,0,0,null,0,0,null,0,0]
[8407,0,3852.4210746389203,0,0,0,0,0,0,0,0,null,0,0,null,0,0]
[8408,0,3852.4210746389203,0,0,0,0,0,0,0,0,null,0,0,null,0,0]
[8409,0,3852.4210746389203,0,0,0,0,0,0,0,0,null,0,0,null,0,0]
[8410,0,3852.4210746389203,0,0,0,0,0,0,0,0,null,0,0,null,0,0]
[8411,0,3852.4210746389203,0,0,0,0,0,0,0,0,null,0,0,null,0,0]
[8412,0,3852.4210746389203,0,0,0,0,0,0,0,0,null,0,0,null,0,0]
[8413,0,3852.4210746389203,0,0,0,0,0,0,0,0,null,0,0,null,0,0]
[8414,0,3852.4210746389203,0,0,0,0,0,0,0,0,null,0,0,null,0,0]
[8415,0,3852.4210746389203,0,0,0,0,0,0,0,0,null,0,0,null,0,0]
[8416,0,3852.4210746389203,0,0,0,0,0,0,0,0,null,0,0,null,0,0]
[8417,0,3852.4210746389203,0,0,0,0,0,0,0,0,null,0,0,null,0,0]
[8418,0,3852.4210746389203,0,0,0,0,0,0,0,0,null,0,0,null,0,0]
[8419,0,3852.4210746389203,0,0,0,0,0,0,0,0,null,0,0,null,0,0]
[8420,0,3852.4210746389203,0,0,0,0,0,0,0,0,null,0,0,null,0,0]
[8421,0,3852.4210746389203,0,0,0,0,0,0,0,0,null,0,0,null,0,0]
[8422,0,3852.4210746389203,0,0,0,0,0,0,0,0,null,0,0,null,0,0]
[8423,0,3852.4210746389203,0,0,0,0,0,0,0,0,null,0,0,null,0,0]
[8424,0,3852.4210746389203,0,0,0,0,0,0,0,0,{"$f":"SUM(K8494:K8517)","v":0},0,0,null,0,0]
[8425,0,3852.4210746389203,0,0,0,0,0,0,0,0,null,0,0,null,0,0]
[8426,0,3852.4210746389203,0,0,0,0,0,0,0,0,null,0,0,null,0,0]
[8427,0,3852.4210746389203,0,0,0,0,0,0,0,0,null,0,0,null,0,0]
[8428,0,3852.4210746389203,0,0,0,0,0,0,0,0,null,0,0,null,0,0]
[8429,0,3852.4210746389203,0,0,0,0,0,0,0,0,null,0,0,null,0,0]
[8430,0,3852.4210746389203,0,0,0,0,0,0,0,0,null,0,0,null,0,0]
[8431,0,3852.4210746389203,0,0,0,0,0,0,0,0,null,0,0,null,0,0]
[8432,0,3852.4210746389203,0,0,0,0,0,0,0,0,null,0,0,null,0,0]
[8433,0,3852.4210746389203,0,0,0,0,0,0,0,0,null,0,0,null,0,0]
[8434,0,3852.4210746389203,0,0,0,0,0,0,0,0,null,0,0,null,0,0]
[8435,0,3852.4210746389203,0,0,0,0,0,0,0,0,null,0,0,null,0,0]
[8436,0,3852.4210746389203,0,0,0,0,0,0,0,0,null,0,0,null,0,0]
[8437,0,3852.4210746389203,0,0,0,0,0,0,0,0,null,0,0,null,0,0]
[8438,0,3852.4210746389203,0,0,0,0,0,0,0,0,null,0,0,null,0,0]
[8439,0,3852.4210746389203,0,0,0,0,0,0,0,0,null,0,0,null,0,0]
[8440,0,3852.4210746389203,0,0,0,0,0,0,0,0,null,0,0,null,0,0]
[8441,0,3852.4210746389203,0,0,0,0,0,0,0,0,null,0,0,null,0,0]
[8442,0,3852.4210746389203,0,0,0,0,0,0,0,0,null,0,0,null,0,0]
[8443,0,3852.4210746389203,0,0,0,0,0,0,0,0,null,0,0,null,0,0]
[8444,0,3852.4210746389203,0,0,0,0,0,0,0,0,null,0,0,null,0,0]
[8445,0,3852.4210746389203,0,0,0,0,0,0,0,0,null,0,0,null,0,0]
[8446,0,3852.4210746389203,0,0,0,0,0,0,0,0,null,0,0,null,0,0]
[8447,0,3852.4210746389203,0,0,0,0,0,0,0,0,null,0,0,null,0,0]
[8448,0,3852.4210746389203,0,0,0,0,0,0,0,0,{"$f":"SUM(K8518:K8541)","v":0},0,0,null,0,0]
[8449,0,3852.4210746389203,0,0,0,0,0,0,0,0,null,0,0,null,0,{"$f":"IF(P8542<$D$7, P8542,$D$7)","v":0}]
[8450,0,3852.4210746389203,{"$f":"IF($I$5<C8543,$I$5,0)","v":0},0,0,0,0,0,0,{"$f":"SUM(G8543:J8543)","v":0},null,0,{"$f":"IF(M8543<$Q$88,M8543,$Q$88)","v":0},null,0,0]
[{"$f":"A8543+1","v":8451},0,{"$f":"IF(C8543+B8544-D8543>=0,C8543+B8544-D8543,0)","v":3852.4210746389203},0,{"$f":"IF(E8543+D8544-F8543>=0,E8543+D8544-F8543,0)","v":0},0,0,0,0,0,0,null,{"$f":"IF(M8543+K8544-N8543>=0,M8543+K8544-N8543,0)","v":0},0,null,{"$f":"IF(P8543+N8544-Q8543>0,P8543+N8544-Q8543,0)","v":0},0]
[8452,0,3852.4210746389203,0,0,0,0,0,0,0,0,null,0,0,null,0,0]
[8453,0,3852.4210746389203,0,0,0,0,0,0,0,0,null,0,0,null,0,0]
[8454,0,3852.4210746389203,0,0,0,0,0,0,0,0,null,0,0,null,0,0]
[8455,0,3852.4210746389203,0,0,0,0,0,0,0,0,null,0,0,null,0,0]
[8456,0,3852.4210746389203,0,0,0,0,0,0,0,0,null,0,0,null,0,0]
[8457,0,3852.4210746389203,0,0,0,0,0,0,0,0,null,0,0,null,0,0]
[8458,0,3852.4210746389203,0,0,0,0,0,0,0,0,null,0,0,null,0,0]
[8459,0,3852.4210746389203,0,0,0,0,0,0,0,0,null,0,0,null,0,0]
[8460,0,3852.4210746389203,0,0,0,0,0,0,0,0,null,0,0,null,0,0]
[8461,0,3852.4210746389203,0,0,0,0,0,0,0,0,null,0,0,null,0,0]
[8462,0,3852.4210746389203,0,0,0,0,0,0,0,0,null,0,0,null,0,0]
[8463,0,3852.4210746389203,0,0,0,0,0,0,0,0,null,0,0,null,0,0]
[8464,0,3852.4210746389203,0,0,0,0,0,0,0,0,null,0,0,null,0,0]
[8465,0,3852.4210746389203,0,0,0,0,0,0,0,0,null,0,0,null,0,0]
[8466,0,3852.4210746389203,0,0,0,0,0,0,0,0,null,0,0,null,0,0]
[8467,0,3852.4210746389203,0,0,0,0,0,0,0,0,null,0,0,null,0,0]
[8468,0,3852.4210746389203,0,0,0,0,0,0,0,0,null,0,0,null,0,0]
[8469,0,3852.4210746389203,0,0,0,0,0,0,0,0,null,0,0,null,0,0]
[8470,0,3852.4210746389203,0,0,0,0,0,0,0,0,null,0,0,null,0,0]
[8471,0,3852.4210746389203,0,0,0,0,0,0,0,0,null,0,0,null,0,0]
[8472,0,3852.4210746389203,0,0,0,0,0,0,0,0,{"$f":"SUM(K8542:K8565)","v":0},0,0,null,0,0]
[8473,0,3852.4210746389203,0,0,0,0,0,0,0,0,null,0,0,null,0,0]
[8474,0,3852.4210746389203,0,0,0,0,0,0,0,0,null,0,0,null,0,0]
[8475,0,3852.4210746389203,0,0,0,0,0,0,0,0,null,0,0,null,0,0]
[8476,0,3852.4210746389203,0,0,0,0,0,0,0,0,null,0,0,null,0,0]
[8477,0,3852.4210746389203,0,0,0,0,0,0,0,0,null,0,0,null,0,0]
[8478,0,3852.4210746389203,0,0,0,0,0,0,0,0,null,0,0,null,0,0]
[8479,0,3852.4210746389203,0,0,0,0,0,0,0,0,null,0,0,null,0,0]
[8480,0,3852.4210746389203,0,0,0,0,0,0,0,0,null,0,0,null,0,0]
[8481,0,3852.4210746389203,0,0,0,0,0,0,0,0,null,0,0,null,0,0]
[8482,0,3852.4210746389203,0,0,0,0,0,0,0,0,null,0,0,null,0,0]
[8483,0,3852.4210746389203,0,0,0,0,0,0,0,0,null,0,0,null,0,0]
[8484,0,3852.4210746389203,0,0,0,0,0,0,0,0,null,0,0,null,0,0]
[8485,0,3852.4210746389203,0,0,0,0,0,0,0,0,null,0,0,null,0,0]
[8486,0,3852.4210746389203,0,0,0,0,0,0,0,0,null,0,0,null,0,0]
[8487,0,3852.4210746389203,0,0,0,0,0,0,0,0,null,0,0,null,0,0]
[8488,0,3852.4210746389203,0,0,0,0,0,0,0,0,null,0,0,null,0,0]
[8489,0,3852.4210746389203,0,0,0,0,0,0,0,0,null,0,0,null,0,0]
[8490,0,3852.4210746389203,0,0,0,0,0,0,0,0,null,0,0,null,0,0]
[8491,0,3852.4210746389203,0,0,0,0,0,0,0,0,null,0,0,null,0,0]
[8492,0,3852.4210746389203,0,0,0,0,0,0,0,0,null,0,0,null,0,0]
[8493,0,3852.4210746389203,0,0,0,0,0,0,0,0,null,0,0,null,0,0]
[8494,0,3852.4210746389203,0,0,0,0,0,0,0,0,null,0,0,null,0,0]
[8495,0,3852.4210746389203,0,0,0,0,0,0,0,0,null,0,0,null,0,0]
[8496,0,3852.4210746389203,0,0,0,0,0,0,0,0,{"$f":"SUM(K8566:K8589)","v":0},0,0,null,0,0]
[8497,0,3852.4210746389203,0,0,0,0,0,0,0,0,null,0,0,null,0,0]
[8498,0,3852.4210746389203,0,0,0,0,0,0,0,0,null,0,0,null,0,0]
[8499,0,3852.4210746389203,0,0,0,0,0,0,0,0,null,0,0,null,0,0]
[8500,0,3852.4210746389203,0,0,0,0,0,0,0,0,null,0,0,null,0,0]
[8501,0,3852.4210746389203,0,0,0,0,0,0,0,0,null,0,0,null,0,0]
[8502,0,3852.4210746389203,0,0,0,0,0,0,0,0,null,0,0,null,0,0]
[8503,0,3852.4210746389203,0,0,0,0,0,0,0,0,null,0,0,null,0,0]
[8504,0,3852.4210746389203,0,0,0,0,0,0,0,0,null,0,0,null,0,0]
[8505,0,3852.4210746389203,0,0,0,0,0,0,0,0,null,0,0,null,0,0]
[8506,0,3852.4210746389203,0,0,0,0,0,0,0,0,null,0,0,null,0,0]
[8507,0,3852.4210746389203,0,0,0,0,0,0,0,0,null,0,0,null,0,0]
[8508,0,3852.4210746389203,0,0,0,0,0,0,0,0,null,0,0,null,0,0]
[8509,0,3852.4210746389203,0,0,0,0,0,0,0,0,null,0,0,null,0,0]
[8510,0,3852.4210746389203,0,0,0,0,0,0,0,0,null,0,0,null,0,0]
[8511,0,3852.4210746389203,0,0,0,0,0,0,0,0,null,0,0,null,0,0]
[8512,0,3852.4210746389203,0,0,0,0,0,0,0,0,null,0,0,null,0,0]
[8513,0,3852.4210746389203,0,0,0,0,0,0,0,0,null,0,0,null,0,{"$f":"IF(P8606<$D$7, P8606,$D$7)","v":0}]
[8514,0,3852.4210746389203,{"$f":"IF($I$5<C8607,$I$5,0)","v":0},0,0,0,0,0,0,{"$f":"SUM(G8607:J8607)","v":0},null,0,{"$f":"IF(M8607<$Q$88,M8607,$Q$88)","v":0},null,0,0]
[{"$f":"A8607+1","v":8515},0,{"$f":"IF(C8607+B8608-D8607>=0,C8607+B8608-D8607,0)","v":3852.4210746389203},0,{"$f":"IF(E8607+D8608-F8607>=0,E8607+D8608-F8607,0)","v":0},0,0,0,0,0,0,null,{"$f":"IF(M8607+K8608-N8607>=0,M8607+K8608-N8607,0)","v":0},0,null,{"$f":"IF(P8607+N8608-Q8607>0,P8607+N8608-Q8607,0)","v":0},0]
[8516,0,3852.4210746389203,0,0,0,0,0,0,0,0,null,0,0,null,0,0]
[8517,0,3852.4210746389203,0,0,0,0,0,0,0,0,null,0,0,null,0,0]
[8518,0,3852.4210746389203,0,0,0,0,0,0,0,0,null,0,0,null,0,0]
[8519,0,3852.4210746389203,0,0,0,0,0,0,0,0,null,0,0,null,0,0]
[8520,0,3852.4210746389203,0,0,0,0,0,0,0,0,{"$f":"SUM(K8590:K8613)","v":0},0,0,null,0,0]
[8521,0,3852.4210746389203,0,0,0,0,0,0,0,0,null,0,0,null,0,0]
[8522,0,3852.4210746389203,0,0,0,0,0,0,0,0,null,0,0,null,0,0]
[8523,0,3852.4210746389203,0,0,0,0,0,0,0,0,null,0,0,null,0,0]
[8524,0,3852.4210746389203,0,0,0,0,0,0,0,0,null,0,0,null,0,0]
[8525,0,3852.4210746389203,0,0,0,0,0,0,0,0,null,0,0,null,0,0]
[8526,0,3852.4210746389203,0,0,0,0,0,0,0,0,null,0,0,null,0,0]
[8527,0,3852.4210746389203,0,0,0,0,0,0,0,0,null,0,0,null,0,0]
[8528,0,3852.4210746389203,0,0,0,0,0,0,0,0,null,0,0,null,0,0]
[8529,0,3852.4210746389203,0,0,0,0,0,0,0,0,null,0,0,null,0,0]
[8530,0,3852.4210746389203,0,0,0,0,0,0,0,0,null,0,0,null,0,0]
[8531,0,3852.4210746389203,0,0,0,0,0,0,0,0,null,0,0,null,0,0]
[8532,0,3852.4210746389203,0,0,0,0,0,0,0,0,null,0,0,null,0,0]
[8533,0,3852.4210746389203,0,0,0,0,0,0,0,0,null,0,0,null,0,0]
[8534,0,3852.4210746389203,0,0,0,0,0,0,0,0,null,0,0,null,0,0]
[8535,0,3852.4210746389203,0,0,0,0,0,0,0,0,null,0,0,null,0,0]
[8536,0,3852.4210746389203,0,0,0,0,0,0,0,0,null,0,0,null,0,0]
[8537,0,3852.4210746389203,0,0,0,0,0,0,0,0,null,0,0,null,0,0]
[8538,0,3852.4210746389203,0,0,0,0,0,0,0,0,null,0,0,null,0,0]
[8539,0,3852.4210746389203,0,0,0,0,0,0,0,0,null,0,0,null,0,0]
[8540,0,3852.4210746389203,0,0,0,0,0,0,0,0,null,0,0,null,0,0]
[8541,0,3852.4210746389203,0,0,0,0,0,0,0,0,null,0,0,null,0,0]
[8542,0,3852.4210746389203,0,0,0,0,0,0,0,0,null,0,0,null,0,0]
[8543,0,3852.4210746389203,0,0,0,0,0,0,0,0,null,0,0,null,0,0]
[8544,0,3852.4210746389203,0,0,0,0,0,0,0,0,{"$f":"SUM(K8614:K8637)","v":0},0,0,null,0,0]
[8545,0,3852.4210746389203,0,0,0,0,0,0,0,0,null,0,0,null,0,0]
[8546,0,3852.4210746389203,0,0,0,0,0,0,0,0,null,0,0,null,0,0]
[8547,0,3852.4210746389203,0,0,0,0,0,0,0,0,null,0,0,null,0,0]
[8548,0,3852.4210746389203,0,0,0,0,0,0,0,0,null,0,0,null,0,0]
[8549,0,3852.4210746389203,0,0,0,0,0,0,0,0,null,0,0,null,0,0]
[8550,0,3852.4210746389203,0,0,0,0,0,0,0,0,null,0,0,null,0,0]
[8551,0,3852.4210746389203,0,0,0,0,0,0,0,0,null,0,0,null,0,0]
[8552,0,3852.4210746389203,0,0,0,0,0,0,0,0,null,0,0,null,0,0]
[8553,0,3852.4210746389203,0,0,0,0,0,0,0,0,null,0,0,null,0,0]
[8554,0,3852.4210746389203,0,0,0,0,0,0,0,0,null,0,0,null,0,0]
[8555,0,3852.4210746389203,0,0,0,0,0,0,0,0,null,0,0,null,0,0]
[8556,0,3852.4210746389203,0,0,0,0,0,0,0,0,null,0,0,null,0,0]
[8557,0,3852.4210746389203,0,0,0,0,0,0,0,0,null,0,0,null,0,0]
[8558,0,3852.4210746389203,0,0,0,0,0,0,0,0,null,0,0,null,0,0]
[8559,0,3852.4210746389203,0,0,0,0,0,0,0,0,null,0,0,null,0,0]
[8560,0,3852.4210746389203,0,0,0,0,0,0,0,0,null,0,0,null,0,0]
[8561,0,3852.4210746389203,0,0,0,0,0,0,0,0,null,0,0,null,0,0]
[8562,0,3852.4210746389203,0,0,0,0,0,0,0,0,null,0,0,null,0,0]
[8563,0,3852.4210746389203,0,0,0,0,0,0,0,0,null,0,0,null,0,0]
[8564,0,3852.4210746389203,0,0,0,0,0,0,0,0,null,0,0,null,0,0]
[8565,0,3852.4210746389203,0,0,0,0,0,0,0,0,null,0,0,null,0,0]
[8566,0,3852.4210746389203,0,0,0,0,0,0,0,0,null,0,0,null,0,0]
[8567,0,3852.4210746389203,0,0,0,0,0,0,0,0,null,0,0,null,0,0]
[8568,0,3852.4210746389203,0,0,0,0,0,0,0,0,{"$f":"SUM(K8638:K8661)","v":0},0,0,null,0,0]
[8569,0,3852.4210746389203,0,0,0,0,0,0,0,0,null,0,0,null,0,0]
[8570,0,3852.4210746389203,0,0,0,0,0,0,0,0,null,0,0,null,0,0]
[8571,0,3852.4210746389203,0,0,0,0,0,0,0,0,null,0,0,null,0,0]
[8572,0,3852.4210746389203,0,0,0,0,0,0,0,0,null,0,0,null,0,0]
[8573,0,3852.4210746389203,0,0,0,0,0,0,0,0,null,0,0,null,0,0]
[8574,0,3852.4210746389203,0,0,0,0,0,0,0,0,null,0,0,null,0,0]
[8575,0,3852.4210746389203,0,0,0,0,0,0,0,0,null,0,0,null,0,0]
[8576,0,3852.4210746389203,0,0,0,0,0,0,0,0,null,0,0,null,0,0]
[8577,0,3852.4210746389203,0,0,0,0,0,0,0,0,null,0,0,null,0,{"$f":"IF(P8670<$D$7, P8670,$D$7)","v":0}]
[8578,0,3852.4210746389203,{"$f":"IF($I$5<C8671,$I$5,0)","v":0},0,0,0,0,0,0,{"$f":"SUM(G8671:J8671)","v":0},null,0,{"$f":"IF(M8671<$Q$88,M8671,$Q$88)","v":0},null,0,0]
[{"$f":"A8671+1","v":8579},0,{"$f":"IF(C8671+B8672-D8671>=0,C8671+B8672-D8671,0)","v":3852.4210746389203},0,{"$f":"IF(E8671+D8672-F8671>=0,E8671+D8672-F8671,0)","v":0},0,0,0,0,0,0,null,{"$f":"IF(M8671+K8672-N8671>=0,M8671+K8672-N8671,0)","v":0},0,null,{"$f":"IF(P8671+N8672-Q8671>0,P8671+N8672-Q8671,0)","v":0},0]
[8580,0,3852.4210746389203,0,0,0,0,0,0,0,0,null,0,0,null,0,0]
[8581,0,3852.4210746389203,0,0,0,0,0,0,0,0,null,0,0,null,0,0]
[8582,0,3852.4210746389203,0,0,0,0,0,0,0,0,null,0,0,null,0,0]
[8583,0,3852.4210746389203,0,0,0,0,0,0,0,0,null,0,0,null,0,0]
[8584,0,3852.4210746389203,0,0,0,0,0,0,0,0,null,0,0,null,0,0]
[8585,0,3852.4210746389203,0,0,0,0,0,0,0,0,null,0,0,null,0,0]
[8586,0,3852.4210746389203,0,0,0,0,0,0,0,0,null,0,0,null,0,0]
[8587,0,3852.4210746389203,0,0,0,0,0,0,0,0,null,0,0,null,0,0]
[8588,0,3852.4210746389203,0,0,0,0,0,0,0,0,null,0,0,null,0,0]
[8589,0,3852.4210746389203,0,0,0,0,0,0,0,0,null,0,0,null,0,0]
[8590,0,3852.4210746389203,0,0,0,0,0,0,0,0,null,0,0,null,0,0]
[8591,0,3852.4210746389203,0,0,0,0,0,0,0,0,null,0,0,null,0,0]
[8592,0,3852.4210746389203,0,0,0,0,0,0,0,0,{"$f":"SUM(K8662:K8685)","v":0},0,0,null,0,0]
[8593,0,3852.4210746389203,0,0,0,0,0,0,0,0,null,0,0,null,0,0]
[8594,0,3852.4210746389203,0,0,0,0,0,0,0,0,null,0,0,null,0,0]
[8595,0,3852.4210746389203,0,0,0,0,0,0,0,0,null,0,0,null,0,0]
[8596,0,3852.4210746389203,0,0,0,0,0,0,0,0,null,0,0,null,0,0]
[8597,0,3852.4210746389203,0,0,0,0,0,0,0,0,null,0,0,null,0,0]
[8598,0,3852.4210746389203,0,0,0,0,0,0,0,0,null,0,0,null,0,0]
[8599,0,3852.4210746389203,0,0,0,0,0,0,0,0,null,0,0,null,0,0]
[8600,0,3852.4210746389203,0,0,0,0,0,0,0,0,null,0,0,null,0,0]
[8601,0,3852.4210746389203,0,0,0,0,0,0,0,0,null,0,0,null,0,0]
[8602,0,3852.4210746389203,0,0,0,0,0,0,0,0,null,0,0,null,0,0]
[8603,0,3852.4210746389203,0,0,0,0,0,0,0,0,null,0,0,null,0,0]
[8604,0,3852.4210746389203,0,0,0,0,0,0,0,0,null,0,0,null,0,0]
[8605,0,3852.4210746389203,0,0,0,0,0,0,0,0,null,0,0,null,0,0]
[8606,0,3852.4210746389203,0,0,0,0,0,0,0,0,null,0,0,null,0,0]
[8607,0,3852.4210746389203,0,0,0,0,0,0,0,0,null,0,0,null,0,0]
[8608,0,3852.4210746389203,0,0,0,0,0,0,0,0,null,0,0,null,0,0]
[8609,0,3852.4210746389203,0,0,0,0,0,0,0,0,null,0,0,null,0,0]
[8610,0,3852.4210746389203,0,0,0,0,0,0,0,0,null,0,0,null,0,0]
[8611,0,3852.4210746389203,0,0,0,0,0,0,0,0,null,0,0,null,0,0]
[8612,0,3852.4210746389203,0,0,0,0,0,0,0,0,null,0,0,null,0,0]
[8613,0,3852.4210746389203,0,0,0,0,0,0,0,0,null,0,0,null,0,0]
[8614,0,3852.4210746389203,0,0,0,0,0,0,0,0,null,0,0,null,0,0]
[8615,0,3852.4210746389203,0,0,0,0,0,0,0,0,null,0,0,null,0,0]
[8616,0,3852.4210746389203,0,0,0,0,0,0,0,0,{"$f":"SUM(K8686:K8709)","v":0},0,0,null,0,0]
[8617,0,3852.4210746389203,0,0,0,0,0,0,0,0,null,0,0,null,0,0]
[8618,0,3852.4210746389203,0,0,0,0,0,0,0,0,null,0,0,null,0,0]
[8619,0,3852.4210746389203,0,0,0,0,0,0,0,0,null,0,0,null,0,0]
[8620,0,3852.4210746389203,0,0,0,0,0,0,0,0,null,0,0,null,0,0]
[8621,0,3852.4210746389203,0,0,0,0,0,0,0,0,null,0,0,null,0,0]
[8622,0,3852.4210746389203,0,0,0,0,0,0,0,0,null,0,0,null,0,0]
[8623,0,3852.4210746389203,0,0,0,0,0,0,0,0,null,0,0,null,0,0]
[8624,0,3852.4210746389203,0,0,0,0,0,0,0,0,null,0,0,null,0,0]
[8625,0,3852.4210746389203,0,0,0,0,0,0,0,0,null,0,0,null,0,0]
[8626,0,3852.4210746389203,0,0,0,0,0,0,0,0,null,0,0,null,0,0]
[8627,0,3852.4210746389203,0,0,0,0,0,0,0,0,null,0,0,null,0,0]
[8628,0,3852.4210746389203,0,0,0,0,0,0,0,0,null,0,0,null,0,0]
[8629,0,3852.4210746389203,0,0,0,0,0,0,0,0,null,0,0,null,0,0]
[8630,0,3852.4210746389203,0,0,0,0,0,0,0,0,null,0,0,null,0,0]
[8631,0,3852.4210746389203,0,0,0,0,0,0,0,0,null,0,0,null,0,0]
[8632,0,3852.4210746389203,0,0,0,0,0,0,0,0,null,0,0,null,0,0]
[8633,0,3852.4210746389203,0,0,0,0,0,0,0,0,null,0,0,null,0,0]
[8634,0,3852.4210746389203,0,0,0,0,0,0,0,0,null,0,0,null,0,0]
[8635,0,3852.4210746389203,0,0,0,0,0,0,0,0,null,0,0,null,0,0]
[8636,0,3852.4210746389203,0,0,0,0,0,0,0,0,null,0,0,null,0,0]
[8637,0,3852.4210746389203,0,0,0,0,0,0,0,0,null,0,0,null,0,0]
[8638,0,3852.4210746389203,0,0,0,0,0,0,0,0,null,0,0,null,0,0]
[8639,0,3852.4210746389203,0,0,0,0,0,0,0,0,null,0,0,null,0,0]
[8640,0,3852.4210746389203,0,0,0,0,0,0,0,0,{"$f":"SUM(K8710:K8733)","v":0},0,0,null,0,0]
[8641,0,3852.4210746389203,0,0,0,0,0,0,0,0,null,0,0,null,0,{"$f":"IF(P8734<$D$7, P8734,$D$7)","v":0}]
[8642,0,3852.4210746389203,{"$f":"IF($I$5<C8735,$I$5,0)","v":0},0,0,0,0,0,0,{"$f":"SUM(G8735:J8735)","v":0},null,0,{"$f":"IF(M8735<$Q$88,M8735,$Q$88)","v":0},null,0,0]
[{"$f":"A8735+1","v":8643},0,{"$f":"IF(C8735+B8736-D8735>=0,C8735+B8736-D8735,0)","v":3852.4210746389203},0,{"$f":"IF(E8735+D8736-F8735>=0,E8735+D8736-F8735,0)","v":0},0,0,0,0,0,0,null,{"$f":"IF(M8735+K8736-N8735>=0,M8735+K8736-N8735,0)","v":0},0,null,{"$f":"IF(P8735+N8736-Q8735>0,P8735+N8736-Q8735,0)","v":0},0]
[8644,0,3852.4210746389203,0,0,0,0,0,0,0,0,null,0,0,null,0,0]
[8645,0,3852.4210746389203,0,0,0,0,0,0,0,0,null,0,0,null,0,0]
[8646,0,3852.4210746389203,0,0,0,0,0,0,0,0,null,0,0,null,0,0]
[8647,0,3852.4210746389203,0,0,0,0,0,0,0,0,null,0,0,null,0,0]
[8648,0,3852.4210746389203,0,0,0,0,0,0,0,0,null,0,0,null,0,0]
[8649,0,3852.4210746389203,0,0,0,0,0,0,0,0,null,0,0,null,0,0]
[8650,0,3852.4210746389203,0,0,0,0,0,0,0,0,null,0,0,null,0,0]
[8651,0,3852.4210746389203,0,0,0,0,0,0,0,0,null,0,0,null,0,0]
[8652,0,3852.4210746389203,0,0,0,0,0,0,0,0,null,0,0,null,0,0]
[8653,0,3852.4210746389203,0,0,0,0,0,0,0,0,null,0,0,null,0,0]
[8654,0,3852.4210746389203,0,0,0,0,0,0,0,0,null,0,0,null,0,0]
[8655,0,3852.4210746389203,0,0,0,0,0,0,0,0,null,0,0,null,0,0]
[8656,0,3852.4210746389203,0,0,0,0,0,0,0,0,null,0,0,null,0,0]
[8657,0,3852.4210746389203,0,0,0,0,0,0,0,0,null,0,0,null,0,0]
[8658,0,3852.4210746389203,0,0,0,0,0,0,0,0,null,0,0,null,0,0]
[8659,0,3852.4210746389203,0,0,0,0,0,0,0,0,null,0,0,null,0,0]
[8660,0,3852.4210746389203,0,0,0,0,0,0,0,0,null,0,0,null,0,0]
[8661,0,3852.4210746389203,0,0,0,0,0,0,0,0,null,0,0,null,0,0]
[8662,0,3852.4210746389203,0,0,0,0,0,0,0,0,null,0,0,null,0,0]
[8663,0,3852.4210746389203,0,0,0,0,0,0,0,0,null,0,0,null,0,0]
[8664,0,3852.4210746389203,0,0,0,0,0,0,0,0,{"$f":"SUM(K8734:K8757)","v":0},0,0,null,0,0]
[8665,0,3852.4210746389203,0,0,0,0,0,0,0,0,null,0,0,null,0,0]
[8666,0,3852.4210746389203,0,0,0,0,0,0,0,0,null,0,0,null,0,0]
[8667,0,3852.4210746389203,0,0,0,0,0,0,0,0,null,0,0,null,0,0]
[8668,0,3852.4210746389203,0,0,0,0,0,0,0,0,null,0,0,null,0,0]
[8669,0,3852.4210746389203,0,0,0,0,0,0,0,0,null,0,0,null,0,0]
[8670,0,3852.4210746389203,0,0,0,0,0,0,0,0,null,0,0,null,0,0]
[8671,0,3852.4210746389203,0,0,0,0,0,0,0,0,null,0,0,null,0,0]
[8672,0,3852.4210746389203,0,0,0,0,0,0,0,0,null,0,0,null,0,0]
[8673,0,3852.4210746389203,0,0,0,0,0,0,0,0,null,0,0,null,0,0]
[8674,0,3852.4210746389203,0,0,0,0,0,0,0,0,null,0,0,null,0,0]
[8675,0,3852.4210746389203,0,0,0,0,0,0,0,0,null,0,0,null,0,0]
[8676,0,3852.4210746389203,0,0,0,0,0,0,0,0,null,0,0,null,0,0]
[8677,0,3852.4210746389203,0,0,0,0,0,0,0,0,null,0,0,null,0,0]
[8678,0,3852.4210746389203,0,0,0,0,0,0,0,0,null,0,0,null,0,0]
[8679,0,3852.4210746389203,0,0,0,0,0,0,0,0,null,0,0,null,0,0]
[8680,0,3852.4210746389203,0,0,0,0,0,0,0,0,null,0,0,null,0,0]
[8681,0,3852.4210746389203,0,0,0,0,0,0,0,0,null,0,0,null,0,0]
[8682,0,3852.4210746389203,0,0,0,0,0,0,0,0,null,0,0,null,0,0]
[8683,0,3852.4210746389203,0,0,0,0,0,0,0,0,null,0,0,null,0,0]
[8684,0,3852.4210746389203,0,0,0,0,0,0,0,0,null,0,0,null,0,0]
[8685,0,3852.4210746389203,0,0,0,0,0,0,0,0,null,0,0,null,0,0]
[8686,0,3852.4210746389203,0,0,0,0,0,0,0,0,null,0,0,null,0,0]
[8687,0,3852.4210746389203,0,0,0,0,0,0,0,0,null,0,0,null,0,0]
[8688,0,3852.4210746389203,0,0,0,0,0,0,0,0,{"$f":"SUM(K8758:K8781)","v":0},0,0,null,0,0]
[8689,0,3852.4210746389203,0,0,0,0,0,0,0,0,null,0,0,null,0,0]
[8690,0,3852.4210746389203,0,0,0,0,0,0,0,0,null,0,0,null,0,0]
[8691,0,3852.4210746389203,0,0,0,0,0,0,0,0,null,0,0,null,0,0]
[8692,0,3852.4210746389203,0,0,0,0,0,0,0,0,null,0,0,null,0,0]
[8693,0,3852.4210746389203,0,0,0,0,0,0,0,0,null,0,0,null,0,0]
[8694,0,3852.4210746389203,0,0,0,0,0,0,0,0,null,0,0,null,0,0]
[8695,0,3852.4210746389203,0,0,0,0,0,0,0,0,null,0,0,null,0,0]
[8696,0,3852.4210746389203,0,0,0,0,0,0,0,0,null,0,0,null,0,0]
[8697,0,3852.4210746389203,0,0,0,0,0,0,0,0,null,0,0,null,0,0]
[8698,0,3852.4210746389203,0,0,0,0,0,0,0,0,null,0,0,null,0,0]
[8699,0,3852.4210746389203,0,0,0,0,0,0,0,0,null,0,0,null,0,0]
[8700,0,3852.4210746389203,0,0,0,0,0,0,0,0,null,0,0,null,0,0]
[8701,0,3852.4210746389203,0,0,0,0,0,0,0,0,null,0,0,null,0,0]
[8702,0,3852.4210746389203,0,0,0,0,0,0,0,0,null,0,0,null,0,0]
[8703,0,3852.4210746389203,0,0,0,0,0,0,0,0,null,0,0,null,0,0]
[8704,0,3852.4210746389203,0,0,0,0,0,0,0,0,null,0,0,null,0,0]
[8705,0,3852.4210746389203,0,0,0,0,0,0,0,0,null,0,0,null,0,{"$f":"IF(P8798<$D$7, P8798,$D$7)","v":0}]
[8706,0,3852.4210746389203,{"$f":"IF($I$5<C8799,$I$5,0)","v":0},0,0,0,0,0,0,{"$f":"SUM(G8799:J8799)","v":0},null,0,{"$f":"IF(M8799<$Q$88,M8799,$Q$88)","v":0},null,0,0]
[{"$f":"A8799+1","v":8707},0,{"$f":"IF(C8799+B8800-D8799>=0,C8799+B8800-D8799,0)","v":3852.4210746389203},0,{"$f":"IF(E8799+D8800-F8799>=0,E8799+D8800-F8799,0)","v":0},0,0,0,0,0,0,null,{"$f":"IF(M8799+K8800-N8799>=0,M8799+K8800-N8799,0)","v":0},0,null,{"$f":"IF(P8799+N8800-Q8799>0,P8799+N8800-Q8799,0)","v":0},0]
[8708,0,3852.4210746389203,0,0,0,0,0,0,0,0,null,0,0,null,0,0]
[8709,0,3852.4210746389203,0,0,0,0,0,0,0,0,null,0,0,null,0,0]
[8710,0,3852.4210746389203,0,0,0,0,0,0,0,0,null,0,0,null,0,0]
[8711,0,3852.4210746389203,0,0,0,0,0,0,0,0,null,0,0,null,0,0]
[8712,0,3852.4210746389203,0,0,0,0,0,0,0,0,{"$f":"SUM(K8782:K8805)","v":0},0,0,null,0,0]
[8713,0,3852.4210746389203,0,0,0,0,0,0,0,0,null,0,0,null,0,0]
[8714,0,3852.4210746389203,0,0,0,0,0,0,0,0,null,0,0,null,0,0]
[8715,0,3852.4210746389203,0,0,0,0,0,0,0,0,null,0,0,null,0,0]
[8716,0,3852.4210746389203,0,0,0,0,0,0,0,0,null,0,0,null,0,0]
[8717,0,3852.4210746389203,0,0,0,0,0,0,0,0,null,0,0,null,0,0]
[8718,0,3852.4210746389203,0,0,0,0,0,0,0,0,null,0,0,null,0,0]
[8719,0,3852.4210746389203,0,0,0,0,0,0,0,0,null,0,0,null,0,0]
[8720,0,3852.4210746389203,0,0,0,0,0,0,0,0,null,0,0,null,0,0]
[8721,0,3852.4210746389203,0,0,0,0,0,0,0,0,null,0,0,null,0,0]
[8722,0,3852.4210746389203,0,0,0,0,0,0,0,0,null,0,0,null,0,0]
[8723,0,3852.4210746389203,0,0,0,0,0,0,0,0,null,0,0,null,0,0]
[8724,0,3852.4210746389203,0,0,0,0,0,0,0,0,null,0,0,null,0,0]
[8725,0,3852.4210746389203,0,0,0,0,0,0,0,0,null,0,0,null,0,0]
[8726,0,3852.4210746389203,0,0,0,0,0,0,0,0,null,0,0,null,0,0]
[8727,0,3852.4210746389203,0,0,0,0,0,0,0,0,null,0,0,null,0,0]
[8728,0,3852.4210746389203,0,0,0,0,0,0,0,0,null,0,0,null,0,0]
[8729,0,3852.4210746389203,0,0,0,0,0,0,0,0,null,0,0,null,0,0]
[8730,0,3852.4210746389203,0,0,0,0,0,0,0,0,null,0,0,null,0,0]
[8731,0,3852.4210746389203,0,0,0,0,0,0,0,0,null,0,0,null,0,0]
[8732,0,3852.4210746389203,0,0,0,0,0,0,0,0,null,0,0,null,0,0]
[8733,0,3852.4210746389203,0,0,0,0,0,0,0,0,null,0,0,null,0,0]
[8734,0,3852.4210746389203,0,0,0,0,0,0,0,0,null,0,0,null,0,0]
[8735,0,3852.4210746389203,0,0,0,0,0,0,0,0,null,0,0,null,0,0]
[8736,0,3852.4210746389203,0,0,0,0,0,0,0,0,{"$f":"SUM(K8806:K8829)","v":0},0,0,null,0,0]
[8737,0,3852.4210746389203,0,0,0,0,0,0,0,0,null,0,0,null,0,0]
[8738,0,3852.4210746389203,0,0,0,0,0,0,0,0,null,0,0,null,0,0]
[8739,0,3852.4210746389203,0,0,0,0,0,0,0,0,null,0,0,null,0,0]
[8740,0,3852.4210746389203,0,0,0,0,0,0,0,0,null,0,0,null,0,0]
[8741,0,3852.4210746389203,0,0,0,0,0,0,0,0,null,0,0,null,0,0]
[8742,0,3852.4210746389203,0,0,0,0,0,0,0,0,null,0,0,null,0,0]
[8743,0,3852.4210746389203,0,0,0,0,0,0,0,0,null,0,0,null,0,0]
[8744,0,3852.4210746389203,0,0,0,0,0,0,0,0,null,0,0,null,0,0]
[8745,0,3852.4210746389203,0,0,0,0,0,0,0,0,null,0,0,null,0,0]
[8746,0,3852.4210746389203,0,0,0,0,0,0,0,0,null,0,0,null,0,0]
[8747,0,3852.4210746389203,0,0,0,0,0,0,0,0,null,0,0,null,0,0]
[8748,0,3852.4210746389203,0,0,0,0,0,0,0,0,null,0,0,null,0,0]
[8749,0,3852.4210746389203,0,0,0,0,0,0,0,0,null,0,0,null,0,0]
[8750,0,3852.4210746389203,0,0,0,0,0,0,0,0,null,0,0,null,0,0]
[8751,0,3852.4210746389203,0,0,0,0,0,0,0,0,null,0,0,null,0,0]
[8752,0,3852.4210746389203,0,0,0,0,0,0,0,0,null,0,0,null,0,0]
[8753,0,3852.4210746389203,0,0,0,0,0,0,0,0,null,0,0,null,0,0]
[8754,0,3852.4210746389203,0,0,0,0,0,0,0,0,null,0,0,null,0,0]
[8755,0,3852.4210746389203,0,0,0,0,0,0,0,0,null,0,0,null,0,0]
[8756,0,3852.4210746389203,0,0,0,0,0,0,0,0,null,0,0,null,0,0]
[8757,0,3852.4210746389203,0,0,0,0,0,0,0,0,null,0,0,null,0,0]
[8758,0,3852.4210746389203,0,0,0,0,0,0,0,0,null,0,0,null,0,0]
[8759,0,3852.4210746389203,0,0,0,0,0,0,0,0,null,0,0,null,0,0]
[8760,0,3852.4210746389203,0,0,0,0,0,0,0,0,{"$f":"SUM(K8830:K8853)","v":0},0,0,null,0,0]

{"sheet":"Beslissingboom","index":2,"n_rows":78,"n_cols":19,"rows_kept":78,"cut":false,"hidden":true,"merged":[[0,6,1,12],[52,0,52,1],[72,0,72,1]]}
["Water fysiek",null,"Temp,"]
[null,null,"Turbidity"]
[]
["Group","Subgroup","criteria","fct","Effect","Klass",null,"groof zuivering","fijn zuivering","fixatie","osmose membrane","Zinken - centrifugeren","afbreking door straling","chemische afbreking ",null,"Zuiveren","toxiek","straling remmer","agglomereren"]
["Substraat","Mineraal","Steenwol",null,null,1]
[null,"Mineraal","Zand",null,null,2,null,"x",null,null,null,"x",null,null,null,1]
[null,"Synthetic","Kunststof",null,null,1]
[null,"Organische","Kokos/Veen",null,null,2,null,"x","x",null,null,"x",null,null,null,1]
[null,"Organische","Potgrond",null,null,2,null,"x",null,null,null,"x",null,null,null,1,null,1,1]
[null,"Mix","Grond",null,null,3]
[]
["Stoffen","vast","Zand",null,null,null,null,"x",null,null,null,null,null,null,null,1]
[null,"vast","Biochar",null,null,null," ",null,"x",null,null,null,null,null,null,1,null,1]
[null,"vloeibaar","Olie",null,null,null,null,null,null,null,"x",null,null,null,null,null,1,null,1]
[null,"vast","roots","gewas",null,null,null,null,null,null,null,null,null,null,null,1]
[]
["Bemesting","C/N","C-tot"]
["Bemesting","C/N","N-tot"," "]
["Bemesting",null,"pH"]
["Bemesting","trace","Fe","redox, pH<8",null,null,null,null,null,null,null,null,null,null,null,null,null,1]
["Bemesting","trace","Mn","redox, pH",null,null,null,null,null,null,null,null,null,null,null,null,null,1]
["Bemesting","trace","Zn","redox, pH",null,null,null,null,null,null,null,null,null,null,null,null,null,1]
["Bemesting","trace","B","redox, pH",null,null,null,null,null,null,null,null,null,null,null,null,null,1]
["Bemesting","trace","Cu","redox, pH",null,null,null,null,null,null,null,null,null,null,null,null,null,1]
["Bemesting","trace","Mo","redox, pH",null,null,null,null,null,null,null,null,null,null,null,null,null,1]
["Bemesting","trace","Cr","redox, 4>pH<8",null,null,null,null,null,null,null,null,null,null,null,null,"1, ph<4",1]
["Bemesting","trace","Pb","redox, pH",null,null,null,null,null,null,null,null,null,null,null,null,1,1]
["Bemesting","neerslag","EC"]
["Bemesting","neerslag","Ca, Mg"]
[null,null,null,null,null,null,null,null,null,null,null,null,null,null,null,"Zuiveren","toxiek","straling remmer","agglomereren"]
["biologie",null,"Algue","pH, light","pH",null,null,null,null,null,null,null,null,null,null,null,null,1,1]
["biologie",null,"Schimel","C/N, pH",null,null,null,null,null,null,null,null,null,null,null,null,null,null,1]
["biologie",null,"bacterie","C/N, pH",null,null,null,null,null,null,null,null,null,null,null,null,null,null,1]
[]
[null,null,null,null,null,null,null,"Org",null,null,null,null,null,null,"lengt","pathogen"]
["beschrmingsmiddelen",null,"bio zuurstofverbruik BZV)"]
["beschrmingsmiddelen",null,"chemische zuurstof verbinding (CZV)"]
["beschrmingsmiddelen",null,"poly-armoatische koolstoffen (PAK)"]
["beschrmingsmiddelen",null,"adsorbeerbare gehalogeneerde verbindingen (AOX)"]
["beschrmingsmiddelen",null,"extraheerbare gehalogeneerd verbindingen (EOX)"]
["beschrmingsmiddelen",null,"vluchtische halogeenverbindingen (VOX"]
["beschrmingsmiddelen",null,"aromatische koolwaterstoffen benzeen (BTEX)"]
[]
[]
["n°","apparaat","Fysiek zuivering","Oxydatie","Katalysor","Met UV"]
[1,"System 1",null,1]
[2,"System 2",null,1,1,1]
[3,"System 3",null,1,null,1]
[4,"System 3",1,2,null,2]
[4,"System 3",1,2]
[]
[null,null,"effectief",null,"schadelijk"]
["Vervuiling",null,"Fysiek zuivering","Oxydatie","Fysiek zuivering","Oxydatie","Katalysor","Met UV","TOC","Redox","pH buffer"]
["Steenwol","substraat"]
["Zand","substraat",1,null,null,null,null,1]
["Kokos/Veen","substraat",1,null,null,null,null,1]
["Potgrond","substraat",1,null,null,null,null,1]
["Grond","substraat",1,null,null,null,null,1]
["Zand","stoffen",1,null,null,null,null,1]
["Olie","stoffen",null,1,null,null,null,1]
["roots","stoffen",1,null,null,null,null,1]
[]
["Fe","bemesting",null,null,null,null,null,1]
["Cr","bemesting",null,null,null,null,null,1]
["Algue","micro-organismen",null,1,null,null,null,3]
["Schimel","micro-organismen",null,1,null,null,null,2]
["bacterie","micro-organismen",null,1,null,null,null,1]
["(PAK) poly-armoatische koolstoffen ","beschrmingsmiddelen",null,1,null,null,null,2]
["(AOX) adsorbeerbare gehalogeneerde verbindingen ","beschrmingsmiddelen",null,1,null,null,null,2]
["(EOX) extraheerbare gehalogeneerd verbindingen ","beschrmingsmiddelen",null,1,null,null,null,1]
["(VOX) vluchtische halogeenverbindingen ","beschrmingsmiddelen",null,1,null,null,null,1]
["(BTEX) aromatische koolwaterstoffen benzeen","beschrmingsmiddelen",null,1,null,null,null,3]
["berekening factors"]
["(CZV) chemische zuurstof verbinding","beschrmingsmiddelen",null,null,null,null,1]
["EC","bemesting",null,null,null,null,1]
["pH",null,null,null,1]
["C/N",null,null,null,1]
["TOC "]

{"sheet":"Apparaat beschrijven","index":3,"n_rows":35,"n_cols":12,"rows_kept":35,"cut":false,"hidden":true,"merged":[[0,2,0,7],[18,2,18,9],[27,2,27,9],[28,2,28,9],[19,2,19,9],[9,2,9,11],[10,2,10,11],[1,2,1,7]]}
[null,"Eenheid ","Agrozone"]
["Techniek",null,"ozon"]
["Optimum","m3/uur",0.7,1.2,3,4,6,10]
["Oppervlak","m2"]
["Prijs","€/ha"]
["Kracht","kWh/m3"]
["Gebruikskosten","€/m3"]
["Onderhoud","€/jaar"]
[]
[null,"Eenheid ","Enthoven"]
["Techniek",null,"H2O2+UV"]
["Optimum","m3/uur",0.53,0.7,1.05,1.4,1.58,2.1,2.63,2.8,3.18,3.5]
["Oppervlak","m2"]
["Prijs","€/ha"]
["Kracht","kWh/m3"]
["Gebruikskosten","€/m3"]
["Onderhoud","€/jaar"]
[]
[null,"Eenheid ","HortiMaX"]
["Techniek",null,"H2O2+UV"]
["Optimum","m3/uur",0.4,0.8,1.2,1.6,2.4,3.2,3.6,4.8]
["Oppervlak","m2"]
["Prijs","€/ha"]
["Kracht","kWh/m3"]
["Gebruikskosten","€/m3"]
["Onderhoud","€/jaar"]
[]
[null,"Eenheid ","WaterIQ"]
["Techniek",null,"H2O2+O3+katalysator"]
["Optimum","m3/uur",0.48,0.6,1.5,2.5,5,10,20,30]
["Oppervlak","m2"]
["Prijs","€/ha"]
["Kracht","kWh/m3"]
["Gebruikskosten","€/m3"]
["Onderhoud","€/jaar"]